## Readme
European Coal Plant Database
Status: 17 Sep 2018
Contact: Felix Reitz, Energy Analyst, Europe Beyond Coal - felix.reitz@beyond-coal.eu
This database is published under a Open Database License (ODbL) v1.0. For more information please visit https://opendatacommons.org/licenses/odbl/summary/ . The full license can be found here: https://opendatacommons.org/licenses/odbl/1.0/ Please cite as: 'Europe Beyond Coal: European Coal Plant Database, 17 Sep 2018'
Disclaimer: Europe Beyond Coal uses its best efforts to deliver a high quality of the Database and to verify that the data contained therein have been selected on the basis of sound judgement. It is based on all relevant data known of by the collaborators of Europe Beyond Coal, but may not be exhaustive, and there may exist further or updated information that they were not aware of. However, Europe Beyond Coal makes no warranties to that effect, and shall not be liable for any damage that may result from errors or omissions in the Database.
To report errors or updates please contact: felix.reitz@beyond-coal.eu
NOTES
1. Scope:
This database lists the vast majority of coal plants in all EU member states that use coal for electricity generation (22 countries), 5 Western Balkan states and Turkey. Plants retired before 2005 in the EU and before 2016 in the Western Balkans or in Turkey are not listed. The database covers coal power plants larger than 15 MW (net) in size (with a few minor exceptions) that provide electricity or electricity and heat (combined heat and power, 'CHP'), other plants are omitted. The database only includes units fired with coal as main fuel.
2. Sources:
Basic plant parameters: | Every data point on unit level has been individually researched and sourced. Types of sources include official plant lists of government bodies, permits, company websites, company reports, news articles, and tenders. In a few cases utilities or authorities were called directly or on-site visits were undertaken.
Emissions data (EU only):
EPRTR (pollutants) | European Pollutant Release and Transfer Register; https://www.eea.europa.eu/data-and-maps/data/member-states-reporting-art-7-under-the-european-pollutant-release-and-transfer-register-e-prtr-regulation-19
EUTL (CO2 emissions) | EU Emissions Trading System data from European Union Transaction Log (EUTL); https://ec.europa.eu/clima/policies/ets/registry_en#tab-0-1
LCPD (pollutants) | Reported data on large combustion plants covered by Directive 2001/80/EC (Large Combustion Plants Directive - LCPD); https://www.eea.europa.eu/data-and-maps/data/lcp-5/plant-by-plant-emissions-lcp/lcp_db_mdb
The data for pollutant emissions sourced from either EPRTR or LCPD. In case of contradicting information a plausibility check was performed. Data for Western Balkan plants (except Serbia) were gathered manually from different individual sources. For more information please get in direct contact with us.
Health impacts (EU only):
Model results based on methodology used in report "Europe's Dark Cloud - How Coal Burning Countries Are Making Their Neighbours Sick", published by WWF European Policy Office, Sandbag, CAN Europe and HEAL in Brussels, Belgium in June 2016. [http://www.caneurope.org/docman/coal-phase-out/2913-dark-cloud-report/file. retrieved 20 Oct 2017]. Calculations related to health impacts use official 2015 pollution data as reported to the European Environment Agency (EEA) by member states, done by experts from our campaign coalition.
3. Data gaps:
1. Due to lack of structured and publically available data there is no information on pollution and co2 emissions from Turkish power plants.
2. Data for Turkey and the Western Balkans in the period 2005-2015 is not complete.
3. Ownership structure pays respect to majority owner only, even if several owners exist.
4. Country sheet:
1. "MW" always refers to MW electric gross.
2. The status "Under construction" aggregates the statuses "Construction" and "Test phase".
3. The status "Open" aggregates the statuses "Operational", "Retrofitting", "Deactivated" and "Standby".
4. The status "Retired or fuel switch" aggregates the statuses "Retired" and "No longer coal".
5. The health data shows the impacts caused by power plants that are situated in the respective country (i.e. inside AND outside the country), not the health impacts of coal power emissions IN that country.
5. Plant sheet:
1. Colum J ("Commissioning year of first unit") provides the commissioning year of the oldest of the still open units of the plant.
2. Column L ("Date of retirement announcement") only specifies a date if all remaining units of the plant have announced to retire. It refers to the unit(s) that is/are the last to retire.
3. In column P "Coal units open" and column R "Open coal capacity," the term "open" refers to units/plants with the following statuses: operational, retrofitting, standby, and deactivated.
4. The column S ("Coal capacity under construction") includes both units under construction and in test phase (as opposed to "open" capacity in the column before).
6. Unit sheet:
1. Column I ("Commissioning year") provides a default value of 1970 when the year is unknown.
2. Column J ("(Announced) retirement year") provides retirement years for retired units and operational units which announced to retire. It provides a default value of 2010 if a unit is retired and retirement year is unknown.
3. Units in countries whose governments have announced a national coal phase-out are currently not listed as "announced to retire". Exceptions apply for those units where a retirement is explicitly stated for reasons other than the coal phase-out. Retirements under a national coal phase-out will be listed as "announced to retire" as soon as there is a legally binding foundation. For more information on the coal phase-out status of countries, have a look at the data section on our website (www.beyond-coal.eu/data).
4. For unit status definitions see "Status definitions" above.
5. Column R ("Capacity") provides a default value of 100 MW in case the capacity is unknown.
6. Column O ("Unit type") is defined as follows: "conventional" => focus on electricity generation, no or almost no heat supply; "chp" => both electricity and heat generation (heat part mostly for non-industrial purposes); "industrial" => electricity and heat generation, heat output for industrial purposes; "heat" => only heat generation; in some cases the distinction is equivocal
7. New coal projects:
1. For an explanation of the compilation of this data, see "Methodology," EndCoal.org, at http://bit.ly/2t04adO
2. Please note that the data compiled here is on "project" level. A project aggregates all new units at one site/plant.
3. Column F ("Owner") provides the parent company of the sponsor of the project.
4. For CO2 calculation method, see "Estimating carbon dioxide emissions from coal plants," by SourceWatch at http://bit.ly/1jP1Lrw
8. Other:
The Silopi plant in Turkey (TR-1) does not burn lignite, but asphaltite. The characteristics of asphaltite are most similar to those of lignite which is why we have classified it as lignite.
Status definitions
Announced | The project has appeared in corporate or governmental planning documents but has not yet moved actively forward by applying for permits or seeking land, coal, or financing.
Pre-permit development | The project has actively moved forward in one or more of the following ways: applying for environmental permits, acquiring land, acquiring coal, acquiring water rights, acquiring transmission arrangements, or securing financing.
Permitted | The project has secured all environmental permits but has not broken ground.
Construction | Physical construction of the unit (i.e. concrete and steel, not just a ground-breaking ceremony or early site preparation) is proceeding.
Test phase | Unit is in the process of being commissioned but not yet in commercial operation.
Operational | Unit is in commercial operation and connected to the grid.
Retrofitting | Unit is temporarily offline due to retrofitting/modernization.
Standby | Unit is on standby and can be activated within a short period of time.
Deactivated | Unit has been deactivated/mothballed - it can potentially be turned back on.
Retired | Unit is shut down permanently, decommissioned, in some cases already dismantled.
No longer coal | Unit has been converted from coal to another fuel. All data refers to the former coal unit. The converted unit may or may not be running anymore.

## Country
1
EUROPEAN COAL capacity/plants/units split by region/country/company
Source: Europe Beyond Coal Database; status: 17 Sep 2018
|  |  |  | Status @ 17 Sep 2018 | [6 empty] | Open capacity/plants/units (@1. Jan) | [10 empty] | Added capacity/plants/units | [10 empty] | Retired capacity/plants/units | [12 empty] | CO2 emissions (EU only) | [25 empty] | Pollutants (EU only) |  |  |  |  | Health impacts (caused by power plants in country/region => only EU countries; impacts can be anywhere in Europe and beyond)
|  |  | Unit | Under construction | Open |  |  |  | Retired or fuel switch |  | Actuals | [8 empty] | Development based on expected additions - retirement announcements |  | Actuals | [7 empty] | Actuals & expect. | EXPECTED additions |  | Actuals | [7 empty] | Actuals & announ. | Expected retirements based on announcements |  |  | Unit | Total (EU only) | [7 empty] | Lignite only (EU only) | [7 empty] | Hard coal only (EU only) | [8 empty] | Unit | SO2 (EU only) | Nox (EU only) | PM10 (dust) (EU only) |  | Unit | Premature deaths | Chronic bronchitis (adults only) | Hospital admissions | Lost working days | Asthma attacks in children | Unit | Health costs (median) | Health costs (high)
|  |  |  | Total | Total | Lignite only | Hard Coal only | Open but announced to retire | Since 1 Jan 2016 | Since 1 Jan 20051 | 2010 | 2011 | 2012 | 2013 | 2014 | 2015 | 2016 | 2017 | 2018 | 2019 | 2020 | 2010 | 2011 | 2012 | 2013 | 2014 | 2015 | 2016 | 2017 | 2018 | 2019 | 2020 | 2010 | 2011 | 2012 | 2013 | 2014 | 2015 | 2016 | 2017 | 2018 | 2019 | 2020 |  |  | 2010 | 2011 | 2012 | 2013 | 2014 | 2015 | 2016 | 2017 | 2010 | 2011 | 2012 | 2013 | 2014 | 2015 | 2016 | 2017 | 2010 | 2011 | 2012 | 2013 | 2014 | 2015 | 2016 | 2017 |  |  | 2015 | 2015 | 2015 |  |  | 2015 | 2015 | 2015 | 2015 | 2015 |  | 2015 | 2015
Capacity | ALL Europe |  | MW | 6965.2174 | 184422.5461 | 74340.6261 | 110081.92 | 12515.1826 | 16551.7261 | 56868.343 | Actuals 2016: 195030.62; Actuals 2017: 188565.0678; Actuals 2018: 185229.5461; Development based on expected additions - retirement announcements 2019: 183741.2417; Development based on expected additions - retirement announcements 2020: 185510.2852 | [6 empty] | 3495.6522 | 2448 | 2275.2174 | 3590 | 1100 | [6 empty] | 9961.2043 | 5783.5217 | 3763.5217 | 1820.9565 | 1462 | CO2 | Mt | 806.8484 | 827.314 | 870.4825 | 843.2158 | 777.9796 | 764.0997 | 677.1477 | 642.3285 | 356.6438 | 378.4137 | 379.2514 | 361.654 | 351.0191 | 348.3077 | 329.0705 | 340.6562 | 450.2045 | 448.9003 | 491.2311 | 481.5618 | 426.9605 | 415.792 | 348.0772 | 301.6645 | Pollutants | kt |  |  |  | Health | No. | 19513.296 | 10012.907 | 12558.247 | 5934394.676 | 457587.118 | Euro2015 | 28733000000 | 54157000000
# Plants | ALL Europe |  | No. | 6 | 292 | 109 | 183 | 20 | 22 | 84 | Actuals 2016: 309; Actuals 2017: 304; Actuals 2018: 296; Development based on expected additions - retirement announcements 2019: 295; Development based on expected additions - retirement announcements 2020: 294 | [6 empty] | 4 | 1 | 4 | 1 | 1 | [6 empty] | 9 | 9 | 5 | 2 | 3
# Units | ALL Europe |  | No. | 13 | 739 | 336 | 403 | 47 | 55 | 285 | Actuals 2016: 782; Actuals 2017: 759; Actuals 2018: 743; Development based on expected additions - retirement announcements 2019: 740; Development based on expected additions - retirement announcements 2020: 736 | [6 empty] | 8 | 4 | 7 | 5 | 1 | [6 empty] | 31 | 20 | 10 | 9 | 6
|  |  |  | European Coal Plant Database | [6 empty] | Actuals 2010: European Coal Plant Database | European Coal Plant Database | [10 empty] | European Coal Plant Database | [12 empty] | EUTL | [7 empty] | EUTL | [7 empty] | EUTL | [9 empty] | LCPD/EPRTR |  |  |  |  | Modelled as described (cf. readme sheet) | [5 empty] | Modelled as described (cf. readme sheet)
Capacity (+Health) | 1. Split By Region
|  | EU | MW | 5810 | 156098.7374 | 55472.0478 | 100626.6896 | 12515.1826 | 16551.7261 | 56646.343 | 189745.17 | 190099.17 | 187703.4635 | 183647.1591 | 176692.5635 | 172255.2765 | 170276.8113 | 161561.2591 | 156905.7374 | 154262.2157 | 156031.2591 | 1469 | 1566 | 2875 | 1660 | 1868 | 7374.2609 | 1245.6522 | 1128 | 1120 | 3590 | 1100 | 1115 | 3961.7065 | 6931.3043 | 8614.5957 | 6305.287 | 9352.7261 | 9961.2043 | 5783.5217 | 3763.5217 | 1820.9565 | 1462 |  | Mt | 806.8484 | 827.314 | 870.4825 | 843.2158 | 777.9796 | 764.0997 | 677.1477 | 657.9279 | 356.6438 | 378.4137 | 379.2514 | 361.654 | 351.0191 | 348.3077 | 329.0705 | 336.112 | 450.2045 | 448.9003 | 491.2311 | 481.5618 | 426.9605 | 415.792 | 348.0772 | 321.8159 |  | kt | 992.2481 | 795.3582 | 39.8224 |  | No. | 19513.296 | 10012.907 | 12558.247 | 5934394.676 | 457587.118 | Euro2015 | 28733000000 | 54157000000
|  | Turkey | MW | 1155.2174 | 19536.8087 | 10081.5783 | 9455.2304 | 0 | 0 | 0 | Actuals 2016: 16266.8087; Actuals 2017: 18216.8087; Actuals 2018: 19536.8087; Development based on expected additions - retirement announcements 2019: 20692.0261; Development based on expected additions - retirement announcements 2020: 20692.0261 | [6 empty] | 1950 | 1320 | 1155.2174 | 0 | 0 | [6 empty] | 0 | 0 | 0 | 0 | 0 |  | Mt | [25 empty] | kt |  |  |  |  | No. | [5 empty] | Euro2015
|  | Western Balkans | MW | 0 | 8787 | 8787 | 0 | 0 | 0 | 222 | Actuals 2016: 8487; Actuals 2017: 8787; Actuals 2018: 8787; Development based on expected additions - retirement announcements 2019: 8787; Development based on expected additions - retirement announcements 2020: 8787 | [6 empty] | 300 | 0 | 0 | 0 | 0 | [6 empty] | 0 | 0 | 0 | 0 | 0 |  | Mt | [25 empty] | kt |  |  |  |  | No. | [5 empty] | Euro2015
| 2. Split By Country | [6 empty] | www.abc.de
| EU Countries | [43 empty] | Mt
|  | Austria | MW | 0 | 598 | 0 | 598 | 598 | 165 | 1257.5 | 1459.5 | 1404.5 | 1213 | 1213 | 1213 | 1213 | 763 | 598 | 598 | 598 | 598 | 0 | 0 | 0 | 0 | 0 | 0 | 0 | 0 | 0 | 0 | 0 | 55 | 191.5 | 0 | 0 | 0 | 450 | 165 | 0 | 0 | 0 | 246 |  | Mt | 3.9058 | 4.2858 | 3.4875 | 3.3332 | 2.3268 | 2.3598 | 1.619 | 1.746 | 0 | 0 | 0 | 0 | 0 | 0 | 0 | 0 | 3.9058 | 4.2858 | 3.4875 | 3.3332 | 2.3268 | 2.3598 | 1.619 | 1.746 |  | kt | 0.28927 | 0.72814 | 0.061955 |  | No. | 10.296 | 5.176 | 7.461 | 2982.577 | 215.852 | Euro2015 | 15000000 | 28000000
|  | Belgium | MW | 0 | 0 | 0 | 0 | 0 | 560 | 1958.2 | 1365 | 1110 | 1110 | 1110 | 560 | 560 | 560 | 0 | 0 | 0 | 0 | 0 | 0 | 0 | 0 | 0 | 0 | 0 | 0 | 0 | 0 | 0 | 255 | 0 | 0 | 550 | 0 | 0 | 560 | 0 | 0 | 0 | 0 |  | Mt | 4.0367 | 3.1572 | 2.9739 | 2.6172 | 1.8812 | 1.9043 | 0.29101 | 0.83678 | 0 | 0 | 0 | 0 | 0 | 0 | 0 | 0 | 4.0367 | 3.1572 | 2.9739 | 2.6172 | 1.8812 | 1.9043 | 0.29101 | 0.83678 |  | kt | 0.62486 | 1.8026 | 0.067674 |  | No. | 33.774 | 14.102 | 14.54 | 9232.986 | 634.091 | Euro2015 | 48000000 | 92000000
|  | Bulgaria | MW | 0 | 5039 | 4450 | 589 | 0 | 0 | 1310 | 5576 | 5576 | 6246 | 6246 | 6036 | 5826 | 4986 | 4986 | 5039 | 5039 | 5039 | 0 | 670 | 0 | 0 | 0 | 0 | 0 | 53 | 0 | 0 | 0 | 0 | 0 | 0 | 210 | 210 | 840 | 0 | 0 | 0 | 0 | 0 |  | Mt | 26.0141 | 31.2072 | 27.1539 | 23.4236 | 25.4059 | 27.2478 | 24.0104 | 24.6649 | 20.8904 | 25.957 | 23.4406 | 20.7705 | 22.165 | 25.3615 | 22.2169 | 22.9376 | 5.1237 | 5.2502 | 3.7133 | 2.653 | 3.2409 | 1.8863 | 1.7935 | 1.7273 |  | kt | 74.803 | 27.782 | 1.153 |  | No. | 1153.187 | 557.068 | 794.389 | 297878.273 | 27646.824 | Euro2015 | 1725000000 | 3229000000
|  | Croatia | MW | 0 | 335 | 0 | 335 | 125 | 0 | 0 | 335 | 335 | 335 | 335 | 335 | 335 | 335 | 335 | 210 | 210 | 210 | 0 | 0 | 0 | 0 | 0 | 0 | 0 | 0 | 0 | 0 | 0 | 0 | 0 | 0 | 0 | 0 | 0 | 0 | 125 | 0 | 0 | 0 |  | Mt | 0 | 0 | 0 | 2.1856 | 2.1521 | 2.0308 | 2.2553 | 1.2308 | 0 | 0 | 0 | 0 | 0 | 0 | 0 | 0 | 0 | 0 | 0 | 2.1856 | 2.1521 | 2.0308 | 2.2553 | 1.2308 |  | kt | 2.9028 | 1.8612 | 0.07546 |  | No. | 98.459 | 57.498 | 60.122 | 33257.272 | 2491.981 | Euro2015 | 148000000 | 276000000
|  | Czech Republic | MW | 660 | 9277.2 | 7848 | 1429.2 | 0 | 420 | 489.55 | 9600.75 | 9600.75 | 9595.5 | 9595.5 | 9595.5 | 9697.2 | 9697.2 | 9277.2 | 9277.2 | 9277.2 | 9937.2 | 0 | 0 | 0 | 0 | 136 | 0 | 0 | 0 | 0 | 660 | 0 | 0 | 5.25 | 0 | 0 | 34.3 | 0 | 420 | 0 | 0 | 0 | 0 |  | Mt | 53.2122 | 52.8979 | 48.7725 | 45.7793 | 44.7201 | 45.0467 | 46.1153 | 45.3088 | 47.337 | 47.5711 | 44.2573 | 40.8855 | 40.2099 | 40.1721 | 41.3189 | 41.556 | 5.8752 | 5.3268 | 4.5152 | 4.8938 | 4.5102 | 4.8746 | 4.7964 | 3.7527 |  | kt | 68.9639 | 48.7608 | 3.003 |  | No. | 1329.755 | 683.692 | 747.288 | 462252.146 | 29084.256 | Euro2015 | 1953000000 | 3685000000
|  | Denmark | MW | 0 | 2805 | 0 | 2805 | 1464 | 1131 | 1775 | 4437 | 4202 | 4202 | 3936 | 3936 | 3936 | 3936 | 2805 | 2805 | 2805 | 2805 | 0 | 0 | 0 | 0 | 0 | 0 | 0 | 0 | 0 | 0 | 0 | 235 | 0 | 266 | 0 | 0 | 0 | 1131 | 0 | 0 | 0 | 0 |  | Mt | 13.6728 | 11.6498 | 9.6475 | 12.3665 | 9.7223 | 6.8495 | 8.0879 | 5.8213 | 0 | 0 | 0 | 0 | 0 | 0 | 0 | 0 | 13.6728 | 11.6498 | 9.6475 | 12.3665 | 9.7223 | 6.8495 | 8.0879 | 5.8213 |  | kt | 0.74853 | 2.2084 | 0.13361 |  | No. | 25.075 | 13.059 | 16.194 | 8483.294 | 558.343 | Euro2015 | 36000000 | 69000000
|  | Finland | MW | 0 | 2097.2609 | 0 | 2097.2609 | 439.9565 | 467 | 1624.7174 | 3644.2609 | 3644.2609 | 3644.2609 | 3644.2609 | 3564.2609 | 2564.2609 | 2564.2609 | 2564.2609 | 2097.2609 | 2097.2609 | 1885.3043 | 0 | 0 | 0 | 0 | 0 | 0 | 0 | 0 | 0 | 0 | 0 | 0 | 0 | 0 | 80 | 1000 | 0 | 0 | 467 | 0 | 211.9565 | 0 |  | Mt | 13.4871 | 9.605 | 7.3254 | 9.8606 | 7.4978 | 5.3277 | 6.9867 | 6.2062 | 0 | 0 | 0 | 0 | 0 | 0 | 0 | 0 | 13.4871 | 9.605 | 7.3254 | 9.8606 | 7.4978 | 5.3277 | 6.9867 | 6.2062 |  | kt | 6.1725 | 9.8838 | 0.26481 |  | No. | 66.019 | 28.702 | 56.852 | 16660.931 | 1103.546 | Euro2015 | 96000000 | 182000000
|  | France | MW | 0 | 3240.0435 | 0 | 3240.0435 | 0 | 0 | 4409.3043 | 7361.3478 | 7361.3478 | 7399.3478 | 7399.3478 | 5814.3478 | 5564.3478 | 3240.0435 | 3240.0435 | 3240.0435 | 3240.0435 | 3240.0435 | 0 | 38 | 0 | 0 | 0 | 0 | 0 | 0 | 0 | 0 | 0 | 0 | 0 | 0 | 1585 | 250 | 2324.3043 | 0 | 0 | 0 | 0 | 0 |  | Mt | 20.2181 | 14.198 | 18.2744 | 19.9233 | 9.1077 | 9.0396 | 8.429 | 11.7617 | 0 | 0 | 0 | 0 | 0 | 0 | 0 | 0 | 20.2181 | 14.198 | 18.2744 | 19.9233 | 9.1077 | 9.0396 | 8.429 | 11.7617 |  | kt | 12.9835 | 10.4092 | 0.61514 |  | No. | 305 | 158.148 | 142.365 | 100918.59 | 7199.846 | Euro2015 | 446000000 | 843000000
|  | Germany | MW | 1100 | 48056.6174 | 22049.6478 | 26006.9696 | 4849.4 | 4468 | 12935.4696 | 50314.5217 | 50399.5217 | 49652.7826 | 49895.3913 | 50706.8435 | 50110.1609 | 52524.6174 | 51818.6174 | 48588.6174 | 48056.6174 | 47702.6174 | 85 | 0 | 2875 | 1610 | 1732 | 4165.5652 | 0 | 0 | 0 | 0 | 1100 | 0 | 746.7391 | 2632.3913 | 798.5478 | 2328.6826 | 1751.1087 | 706 | 3230 | 532 | 354 | 405 |  | Mt | 266.3946 | 266.2215 | 275.8457 | 284.7552 | 270.0274 | 265.2627 | 254.9493 | 239.3693 | 157.6011 | 162.4587 | 169.604 | 169.5204 | 163.3322 | 162.6682 | 157.3665 | 157.4585 | 108.7934 | 103.7629 | 106.2417 | 115.2348 | 106.6952 | 102.5945 | 97.5827 | 81.9108 |  | kt | 124.9845 | 175.6215 | 4.4827 |  | No. | 3848.81 | 1799.004 | 1806.214 | 1242729.888 | 78893.546 | Euro2015 | 5537000000 | 10548000000
|  | Greece | MW | 660 | 4375 | 4375 | 0 | 0 | 550 | 913 | 5288 | 5218 | 4968 | 4968 | 4925 | 4925 | 4925 | 4375 | 4375 | 4375 | 5035 | 0 | 0 | 0 | 0 | 0 | 0 | 0 | 0 | 0 | 660 | 0 | 70 | 250 | 0 | 43 | 0 | 0 | 550 | 0 | 0 | 0 | 0 |  | Mt | 39.973 | 41.0934 | 42.3782 | 36.4353 | 34.2956 | 29.4048 | 23.1274 | 25.5921 | 39.973 | 41.0934 | 42.3782 | 36.4353 | 34.2956 | 29.4048 | 23.1274 | 25.5921 | 0 | 0 | 0 | 0 | 0 | 0 | 0 | 0 |  | kt | 42.128 | 24.762 | 2.917 |  | No. | 443.388 | 257.637 | 350.916 | 132803.035 | 14876.23 | Euro2015 | 682000000 | 1260000000
|  | Hungary | MW | 0 | 1134 | 884 | 250 | 0 | 0 | 471.5 | 1562 | 1562 | 1244 | 1134 | 1134 | 1134 | 1134 | 1134 | 1134 | 1134 | 1134 | 0 | 0 | 0 | 0 | 0 | 0 | 0 | 0 | 0 | 0 | 0 | 0 | 318 | 110 | 0 | 0 | 0 | 0 | 0 | 0 | 0 | 0 |  | Mt | 8.024 | 8.3217 | 7.5858 | 7.3708 | 7.0862 | 6.7903 | 6.4839 | 5.7761 | 6.3415 | 6.6198 | 6.275 | 6.3329 | 6.4206 | 6.3632 | 6.4839 | 5.7706 | 1.6824 | 1.7019 | 1.3108 | 1.0379 | 0.66558 | 0.4271 | 0 | 0.005557 |  | kt | 5.4045 | 8.0814 | 0.2064 |  | No. | 162.145 | 80.685 | 127.105 | 45871.843 | 3693.225 | Euro2015 | 238000000 | 449000000
|  | Ireland | MW | 0 | 915 | 0 | 915 | 0 | 0 | 0 | 915 | 915 | 915 | 915 | 915 | 915 | 915 | 915 | 915 | 915 | 915 | 0 | 0 | 0 | 0 | 0 | 0 | 0 | 0 | 0 | 0 | 0 | 0 | 0 | 0 | 0 | 0 | 0 | 0 | 0 | 0 | 0 | 0 |  | Mt | 3.4574 | 3.6532 | 4.6509 | 3.8868 | 3.7799 | 4.5289 | 4.4127 | 3.4646 | 0 | 0 | 0 | 0 | 0 | 0 | 0 | 0 | 3.4574 | 3.6532 | 4.6509 | 3.8868 | 3.7799 | 4.5289 | 4.4127 | 3.4646 |  | kt | 3.3651 | 5.3814 | 0.1779 |  | No. | 66.765 | 33.854 | 34.415 | 16306.025 | 1668.239 | Euro2015 | 95000000 | 182000000
|  | Italy | MW | 0 | 8627 | 0 | 8627 | 0 | 815 | 1095 | 8402 | 9722 | 9722 | 9722 | 9722 | 9582 | 9442 | 8782 | 8627 | 8627 | 8627 | 1320 | 0 | 0 | 0 | 0 | 0 | 0 | 0 | 0 | 0 | 0 | 0 | 0 | 0 | 0 | 140 | 140 | 660 | 155 | 0 | 0 | 0 |  | Mt | 37.1408 | 40.4431 | 43.6713 | 40.9512 | 39.4315 | 39.4613 | 32.6291 | 28.6767 | 0 | 0 | 0 | 0 | 0 | 0 | 0 | 0 | 37.1408 | 40.4431 | 43.6713 | 40.9512 | 39.4315 | 39.4613 | 32.6291 | 28.6767 |  | kt | 16.0425 | 19.5603 | 0.59143 |  | No. | 525.457 | 306.939 | 417.419 | 163479.84 | 13855.241 | Euro2015 | 792000000 | 1477000000
|  | Netherlands | MW | 0 | 5141.3043 | 0 | 5141.3043 | 0 | 1206.5217 | 2980.913 | 4317.8696 | 4317.8696 | 4317.8696 | 4317.8696 | 4317.8696 | 4317.8696 | 5152.1739 | 6347.8261 | 5141.3043 | 5141.3043 | 5141.3043 | 0 | 0 | 0 | 0 | 0 | 2608.6957 | 1195.6522 | 0 | 0 | 0 | 0 | 0 | 0 | 0 | 0 | 0 | 1774.3913 | 0 | 1206.5217 | 0 | 0 | 0 |  | Mt | 18.6634 | 17.2854 | 20.3465 | 22.1307 | 25.6231 | 32.7628 | 29.6443 | 25.2348 | 0 | 0 | 0 | 0 | 0 | 0 | 0 | 0 | 18.6634 | 17.2854 | 20.3465 | 22.1307 | 25.6231 | 32.7628 | 29.6443 | 25.2348 |  | kt | 7.9637 | 10.4527 | 0.3439 |  | No. | 214.095 | 98.203 | 89.581 | 69652.031 | 4408.971 | Euro2015 | 307000000 | 586000000
|  | Poland | MW | 3390 | 28748.14 | 8755 | 19993.14 | 1969 | 840 | 3582.6 | 29893.74 | 29757.74 | 30390.74 | 29646.74 | 29231.54 | 28851.54 | 28463.14 | 28273.14 | 28748.14 | 29868.14 | 30938.14 | 64 | 858 | 0 | 50 | 0 | 0 | 50 | 1075 | 1120 | 2270 | 0 | 200 | 225 | 744 | 465.2 | 380 | 388.4 | 240 | 600 | 0 | 1200 | 769 |  | Mt | 138.1975 | 139.8508 | 135.548 | 137.3757 | 128.7911 | 129.016 | 127.8933 | 129.4893 | 52.7367 | 56.3014 | 58.6917 | 60.3043 | 57.6007 | 56.9054 | 54.236 | 55.6204 | 85.4608 | 83.5493 | 76.8563 | 77.0714 | 71.1904 | 72.1106 | 73.6574 | 73.8689 |  | kt | 263.29 | 164.0863 | 10.9164 |  | No. | 5330.162 | 2625.132 | 3621.909 | 1585643.176 | 116035.15 | Euro2015 | 7815000000 | 14761000000
|  | Portugal | MW | 0 | 1978.2609 | 0 | 1978.2609 | 0 | 0 | 0 | 1978.2609 | 1978.2609 | 1978.2609 | 1978.2609 | 1978.2609 | 1978.2609 | 1978.2609 | 1978.2609 | 1978.2609 | 1978.2609 | 1978.2609 | 0 | 0 | 0 | 0 | 0 | 0 | 0 | 0 | 0 | 0 | 0 | 0 | 0 | 0 | 0 | 0 | 0 | 0 | 0 | 0 | 0 | 0 |  | Mt | 6.0577 | 8.3885 | 10.9738 | 9.9521 | 10.0995 | 12.2998 | 10.5778 | 12.1433 | 0 | 0 | 0 | 0 | 0 | 0 | 0 | 0 | 6.0577 | 8.3885 | 10.9738 | 9.9521 | 10.0995 | 12.2998 | 10.5778 | 12.1433 |  | kt | 6.7986 | 8.4106 | 0.05762 |  | No. | 136.447 | 90.543 | 147.755 | 46214.999 | 4253.839 | Euro2015 | 211000000 | 389000000
|  | Romania | MW | 0 | 5915 | 4630 | 1285 | 0 | 0 | 1569 | 6954 | 6904 | 6904 | 6694 | 6669 | 6669 | 5915 | 5915 | 5915 | 5915 | 5915 | 0 | 0 | 0 | 0 | 0 | 0 | 0 | 0 | 0 | 0 | 0 | 50 | 0 | 210 | 25 | 0 | 754 | 0 | 0 | 0 | 0 | 0 |  | Mt | 23.1806 | 26.5275 | 24.2085 | 18.493 | 18.1426 | 17.805 | 15.5048 | 17.2281 | 20.5702 | 23.1983 | 21.1398 | 15.6731 | 15.6769 | 16.0538 | 14.1562 | 15.6743 | 2.6104 | 3.3292 | 3.0687 | 2.8199 | 2.4657 | 1.7512 | 1.3486 | 1.5538 |  | kt | 105.3837 | 33.0899 | 5.2677 |  | No. | 1078.563 | 520.431 | 796.747 | 267011.051 | 25579.491 | Euro2015 | 1612000000 | 3020000000
|  | Slovakia | MW | 0 | 693 | 352 | 341 | 97 | 0 | 692 | 1165 | 945 | 945 | 945 | 913 | 913 | 693 | 693 | 693 | 693 | 638 | 0 | 0 | 0 | 0 | 0 | 0 | 0 | 0 | 0 | 0 | 0 | 220 | 0 | 0 | 32 | 0 | 220 | 0 | 0 | 0 | 55 | 42 |  | Mt | 3.8672 | 3.7725 | 3.6407 | 3.4158 | 3.0933 | 3.1777 | 2.8914 | 3.0319 | 2.6882 | 2.6756 | 2.55 | 2.5346 | 2.2715 | 2.3581 | 2.0723 | 2.0075 | 1.179 | 1.097 | 1.0907 | 0.8813 | 0.82178 | 0.81958 | 0.81917 | 1.0244 |  | kt | 48.9869 | 4.9729 | 0.59833 |  | No. | 737.584 | 360.971 | 457.732 | 226827.314 | 15259.12 | Euro2015 | 1081000000 | 2042000000
|  | Slovenia | MW | 0 | 1069 | 1027 | 42 | 0 | 400 | 591.5 | 1030.5 | 1000.5 | 1000.5 | 1000.5 | 944 | 869 | 1469 | 1469 | 1469 | 1069 | 1069 | 0 | 0 | 0 | 0 | 0 | 600 | 0 | 0 | 0 | 0 | 0 | 30 | 0 | 0 | 56.5 | 75 | 0 | 0 | 0 | 400 | 0 | 0 |  | Mt | 6.1229 | 6.1451 | 5.8549 | 5.565 | 4.2592 | 4.3572 | 4.7259 | 4.6868 | 6.1229 | 6.1451 | 5.8549 | 5.565 | 4.2592 | 4.3572 | 4.7259 | 4.6849 | 0 | 0 | 0 | 0 | 0 | 0 | 0 | 0.001935 |  | kt | 1.6651 | 3.9416 | 0.10649 |  | No. | 99.369 | 57.509 | 91.319 | 29464.241 | 2460.44 | Euro2015 | 149000000 | 278000000
|  | Spain | MW | 0 | 10473.78 | 1101.4 | 9372.38 | 0 | 212.9 | 2912.48 | 12485.68 | 12485.68 | 12325.68 | 11530.68 | 10940.68 | 10940.68 | 10686.68 | 10473.78 | 10473.78 | 10473.78 | 10473.78 | 0 | 0 | 0 | 0 | 0 | 0 | 0 | 0 | 0 | 0 | 0 | 0 | 160 | 795 | 590 | 0 | 254 | 212.9 | 0 | 0 | 0 | 0 |  | Mt | 24.6848 | 43.1944 | 52.615 | 39.4203 | 43.3883 | 52.0945 | 38.2706 | 46.5285 | 2.3828 | 6.3934 | 5.0598 | 3.6324 | 4.7874 | 4.6635 | 3.3665 | 4.8102 | 22.302 | 36.801 | 47.5552 | 35.7879 | 38.6009 | 47.431 | 34.9041 | 41.7183 |  | kt | 124.0502 | 98.0812 | 5.0654 |  | No. | 2264.925 | 1469.729 | 1937.372 | 804218.19 | 68612.77 | Euro2015 | 3491000000 | 6442000000
|  | Sweden | MW | 0 | 141.3043 | 0 | 141.3043 | 141.3043 | 0 | 0 | 141.3043 | 141.3043 | 141.3043 | 141.3043 | 141.3043 | 141.3043 | 141.3043 | 141.3043 | 141.3043 | 141.3043 | 141.3043 | 0 | 0 | 0 | 0 | 0 | 0 | 0 | 0 | 0 | 0 | 0 | 0 | 0 | 0 | 0 | 0 | 0 | 0 | 0 | 0 | 0 | 0 |  | Mt | 0.88333 | 0.64846 | 0.54274 | 0.63283 | 0.5177 | 0.60831 | 0.42489 | 0.4562 | 0 | 0 | 0 | 0 | 0 | 0 | 0 | 0 | 0.88333 | 0.64846 | 0.54274 | 0.63283 | 0.5177 | 0.60831 | 0.42489 | 0.4562 |  | kt | 0.0584 | 0.18544 | 0.00455 |  | No. | 0.929 | 0.396 | 0.998 | 216.159 | 15.334 | Euro2015 | 1000000 | 3000000
|  | United Kingdom | MW | 0 | 15439.8261 | 0 | 15439.8261 | 2831.5217 | 5316.3043 | 16078.6087 | 31518.4348 | 31518.4348 | 29453.2174 | 27279.3043 | 23099.9565 | 21212.6522 | 20756.1304 | 15439.8261 | 15439.8261 | 12608.3043 | 12608.3043 | 0 | 0 | 0 | 0 | 0 | 0 | 0 | 0 | 0 | 0 | 0 | 0 | 2065.2174 | 2173.913 | 4179.3478 | 1887.3043 | 456.5217 | 5316.3043 | 0 | 2831.5217 | 0 | 0 |  | Mt | 95.6544 | 94.7675 | 124.9854 | 113.3417 | 86.6302 | 66.7244 | 27.8175 | 18.6738 | 0 | 0 | 0 | 0 | 0 | 0 | 0 | 0 | 95.6544 | 94.7675 | 124.9854 | 113.3417 | 86.6302 | 66.7244 | 27.8175 | 18.6738 |  | kt | 74.6386 | 135.2949 | 3.7118 |  | No. | 1583.092 | 794.429 | 839.554 | 372290.815 | 39040.783 | Euro2015 | 2255000000 | 4316000000
| Western Balkans | [43 empty] | Mt | [25 empty] | kt |  |  |  |  | No. | [5 empty] | Euro2015
|  | Albania | MW | 0 | 0 | 0 | 0 | 0 | 0 | 0 | Actuals 2016: 0; Actuals 2017: 0; Actuals 2018: 0; Development based on expected additions - retirement announcements 2019: 0; Development based on expected additions - retirement announcements 2020: 0 | [6 empty] | 0 | 0 | 0 | 0 | 0 | [6 empty] | 0 | 0 | 0 | 0 | 0 |  | Mt | [25 empty] | kt |  |  |  |  | No. | [5 empty] | Euro2015
|  | Bosnia & Herzegovina | MW | 0 | 2073 | 2073 | 0 | 0 | 0 | 0 | Actuals 2016: 1773; Actuals 2017: 2073; Actuals 2018: 2073; Development based on expected additions - retirement announcements 2019: 2073; Development based on expected additions - retirement announcements 2020: 2073 | [6 empty] | 300 | 0 | 0 | 0 | 0 | [6 empty] | 0 | 0 | 0 | 0 | 0 |  | Mt | [25 empty] | kt |  |  |  |  | No. | [5 empty] | Euro2015
|  | Kosovo | MW | 0 | 1288 | 1288 | 0 | 0 | 0 | 190 | Actuals 2016: 1288; Actuals 2017: 1288; Actuals 2018: 1288; Development based on expected additions - retirement announcements 2019: 1288; Development based on expected additions - retirement announcements 2020: 1288 | [6 empty] | 0 | 0 | 0 | 0 | 0 | [6 empty] | 0 | 0 | 0 | 0 | 0 |  | Mt | [25 empty] | kt |  |  |  |  | No. | [5 empty] | Euro2015
|  | Macedonia, Former Yugoslav Republic of | MW | 0 | 800 | 800 | 0 | 0 | 0 | 0 | Actuals 2016: 800; Actuals 2017: 800; Actuals 2018: 800; Development based on expected additions - retirement announcements 2019: 800; Development based on expected additions - retirement announcements 2020: 800 | [6 empty] | 0 | 0 | 0 | 0 | 0 | [6 empty] | 0 | 0 | 0 | 0 | 0 |  | Mt | [25 empty] | kt |  |  |  |  | No. | [5 empty] | Euro2015
|  | Montenegro | MW | 0 | 225 | 225 | 0 | 0 | 0 | 0 | Actuals 2016: 225; Actuals 2017: 225; Actuals 2018: 225; Development based on expected additions - retirement announcements 2019: 225; Development based on expected additions - retirement announcements 2020: 225 | [6 empty] | 0 | 0 | 0 | 0 | 0 | [6 empty] | 0 | 0 | 0 | 0 | 0 |  | Mt | [25 empty] | kt |  |  |  |  | No. | [5 empty] | Euro2015
|  | Serbia | MW | 0 | 4401 | 4401 | 0 | 0 | 0 | 32 | Actuals 2016: 4401; Actuals 2017: 4401; Actuals 2018: 4401; Development based on expected additions - retirement announcements 2019: 4401; Development based on expected additions - retirement announcements 2020: 4401 | [6 empty] | 0 | 0 | 0 | 0 | 0 | [6 empty] | 0 | 0 | 0 | 0 | 0 |  | Mt | [25 empty] | kt |  |  |  |  | No. | [5 empty] | Euro2015
| Turkey |  | MW | [41 empty] | Mt | [25 empty] | kt |  |  |  |  | No.
|  | Turkey | MW | 1155.2174 | 19536.8087 | 10081.5783 | 9455.2304 | 0 | 0 | 0 | Actuals 2016: 16266.8087; Actuals 2017: 18216.8087; Actuals 2018: 19536.8087; Development based on expected additions - retirement announcements 2019: 20692.0261; Development based on expected additions - retirement announcements 2020: 20692.0261 | [6 empty] | 1950 | 1320 | 1155.2174 | 0 | 0 | [6 empty] | 0 | 0 | 0 | 0 | 0 |  | Mt | [25 empty] | kt |  |  |  |  | No. | [5 empty] | Euro2015
3. Split By Company (capacity values before 2016: EU only; CO2: EU only)
|  | RWE | MW | 0 | 20258.8043 | 10894.087 | 9364.7174 | 1582 | 735 | 8473.7174 | 22242.3913 | 22242.3913 | 20517.3913 | 21009.7826 | 18835.8696 | 19655.8696 | 20993.8043 | 20688.8043 | 20258.8043 | 20258.8043 | 20258.8043 | 0 | 0 | 2200 | 0 | 820 | 3470.1304 | 0 | 0 | 0 | 0 | 0 | 0 | 1725 | 1707.6087 | 2173.913 | 0 | 2132.1957 | 305 | 430 | 0 | 0 | 0 |  | Mt | 121.7571 | 121.1002 | 136.7188 | 129.2184 | 125.4489 | 129.5845 | 124.6293 | 111.2804 | 89.132 | 93.4749 | 99.0734 | 96.2636 | 91.3043 | 92.2727 | 87.7378 | 82.9867 | 32.6251 | 27.6253 | 37.6453 | 32.9548 | 34.1445 | 37.3118 | 36.8915 | 28.2937 |  | kt | 44.0803 | 105.9523 | 2.5596 |  | No. | 1854.672 | 814.887 | 877.463 | 519469.243 | 37138.69 | Euro2015 | 2633000000 | 5047000000
|  | Enel | MW | 0 | 6936 | 0 | 6936 | 0 | 155 | 435 | 6051 | 7371 | 7371 | 7371 | 7371 | 7231 | 7091 | 7091 | 6936 | 6936 | 6936 | 1320 | 0 | 0 | 0 | 0 | 0 | 0 | 0 | 0 | 0 | 0 | 0 | 0 | 0 | 0 | 140 | 140 | 0 | 155 | 0 | 0 | 0 |  | Mt | 25.8884 | 29.2846 | 32.4796 | 31.2996 | 32.9695 | 34.2996 | 26.8815 | 23.0294 | 0 | 0 | 0 | 0 | 0 | 0 | 0 | 0 | 25.8884 | 29.2846 | 32.4796 | 31.2996 | 32.9695 | 34.2996 | 26.8815 | 23.0294 |  | kt | 13.6279 | 16.1397 | 0.46015 |  | No. | 414.728 | 242.644 | 330.051 | 129047.713 | 11093.28 | Euro2015 | 626000000 | 1166000000
|  | EPH | MW | 0 | 12043.8348 | 8523.4 | 3520.4348 | 3605.4348 | 0 | 521.7391 | 11890.5739 | 11890.5739 | 11890.5739 | 12565.5739 | 12500.3565 | 12500.3565 | 12043.8348 | 12043.8348 | 12043.8348 | 9913.4 | 9913.4 | 0 | 0 | 675 | 0 | 0 | 0 | 0 | 0 | 0 | 0 | 0 | 0 | 0 | 0 | 65.2174 | 0 | 456.5217 | 0 | 0 | 2130.4348 | 0 | 405 |  | Mt | 70.4829 | 73.8883 | 78.6981 | 82.3026 | 77.2847 | 71.1823 | 66.0652 | 64.4009 | 56.7448 | 59.2433 | 60.211 | 61.7797 | 60.7431 | 60.2018 | 59.674 | 57.9402 | 13.7381 | 14.645 | 18.4871 | 20.5229 | 16.5416 | 10.9805 | 6.3912 | 6.4607 |  | kt | 64.2979 | 51.6141 | 1.972 |  | No. | 1280.066 | 666.27 | 674.22 | 445786.923 | 28499.226 | Euro2015 | 1877000000 | 3544000000
|  | PGE | MW | 2260 | 13019 | 6888 | 6131 | 1593 | 0 | 1216.9 | 13377.9 | 13177.9 | 14035.9 | 13620.9 | 13395.7 | 13180.7 | 13019 | 13019 | 13019 | 13919 | 14455 | 0 | 858 | 0 | 0 | 0 | 0 | 0 | 0 | 900 | 1360 | 0 | 200 | 0 | 415 | 225.2 | 215 | 161.7 | 0 | 0 | 0 | 824 | 769 |  | Mt | 63.084 | 66.4138 | 66.9182 | 68.2307 | 64.5559 | 63.2291 | 61.278 | 67.6981 | 40.3309 | 43.615 | 46.1098 | 47.1754 | 45.0266 | 44.6475 | 42.7799 | 44.7543 | 22.7531 | 22.7988 | 20.8084 | 21.0553 | 19.5294 | 18.5817 | 18.4981 | 22.9438 |  | kt | 114.082 | 65.4158 | 3.4109 |  | No. | 2210.165 | 1091.778 | 1464.356 | 673604.939 | 47834.665 | Euro2015 | 3240000000 | 6120000000
|  | EDF | MW | 0 | 6260.8696 | 0 | 6260.8696 | 0 | 0 | 3140 | 9150.8696 | 9150.8696 | 9150.8696 | 9150.8696 | 7800.8696 | 7550.8696 | 6260.8696 | 6260.8696 | 6260.8696 | 6260.8696 | 6260.8696 | 0 | 0 | 0 | 0 | 0 | 0 | 0 | 0 | 0 | 0 | 0 | 0 | 0 | 0 | 1350 | 250 | 1290 | 0 | 0 | 0 | 0 | 0 |  | Mt | 33.4103 | 30.2261 | 37.86 | 39.6651 | 28.7676 | 23.7173 | 11.8949 | 11.0418 | 0 | 0 | 0 | 0 | 0 | 0 | 0 | 0 | 33.4103 | 30.2261 | 37.86 | 39.6651 | 28.7676 | 23.7173 | 11.8949 | 11.0418 |  | kt | 37.6558 | 41.9766 | 1.9801 |  | No. | 798.843 | 399.877 | 449.277 | 223976.883 | 18624.206 | Euro2015 | 1156000000 | 2197000000
|  | Uniper | MW | 1100 | 9055.4913 | 980 | 8075.4913 | 354 | 1766.5217 | 11564.1435 | 18590.9826 | 18590.9826 | 17344.0261 | 14319.8957 | 12761.5652 | 10917.6652 | 9626.3609 | 10262.013 | 9055.4913 | 9055.4913 | 8701.4913 | 0 | 0 | 0 | 0 | 0 | 0 | 1195.6522 | 0 | 0 | 0 | 1100 | 0 | 1246.9565 | 3024.1304 | 1558.3304 | 1843.9 | 1291.3043 | 560 | 1206.5217 | 0 | 354 | 0 |  | Mt | 61.0565 | 57.2195 | 63.0101 | 58.9527 | 44.9535 | 39.4927 | 36.6934 | 30.9407 | 5.7982 | 5.9391 | 6.0092 | 5.6675 | 5.5306 | 5.3519 | 5.133 | 5.5021 | 55.2583 | 51.2804 | 57.001 | 53.2852 | 39.4228 | 34.1408 | 31.5604 | 25.4386 |  | kt | 19.1692 | 29.0727 | 0.74767 |  | No. | 593.709 | 285.165 | 289.332 | 183930.577 | 12802.883 | Euro2015 | 855000000 | 1628000000
|  | STEAG | MW | 0 | 5510 | 0 | 5510 | 0 | 2544 | 2828.7826 | 7548.7826 | 7548.7826 | 7548.7826 | 7548.7826 | 8338.7826 | 8054 | 8054 | 8054 | 5510 | 5510 | 5510 | 0 | 0 | 0 | 790 | 0 | 0 | 0 | 0 | 0 | 0 | 0 | 0 | 0 | 0 | 0 | 284.7826 | 0 | 0 | 2544 | 0 | 0 | 0 |  | Mt | 18.2335 | 17.3411 | 18.8329 | 22.098 | 20.7033 | 20.2137 | 18.2436 | 8.9223 | 0 | 0 | 0 | 0 | 0 | 0 | 0 | 0 | 18.2335 | 17.3411 | 18.8329 | 22.098 | 20.7033 | 20.2137 | 18.2436 | 8.9223 |  | kt | 11.9554 | 15.349 | 0.18779 |  | No. | 410.875 | 190.408 | 171.42 | 138060.772 | 8569.287 | Euro2015 | 591000000 | 1125000000
|  | CEZ | MW | 660 | 6474.8 | 4929.8 | 1545 | 0 | 420 | 520 | 6894.8 | 6894.8 | 6894.8 | 6894.8 | 6894.8 | 6894.8 | 6894.8 | 6474.8 | 6474.8 | 6474.8 | 7134.8 | 0 | 0 | 0 | 0 | 0 | 0 | 0 | 0 | 0 | 660 | 0 | 0 | 0 | 0 | 0 | 0 | 0 | 420 | 0 | 0 | 0 | 0 |  | Mt | 37.7928 | 37.1536 | 31.5837 | 28.9405 | 28.0802 | 28.6219 | 30.2983 | 29.1799 | 29.8942 | 29.2802 | 26.1018 | 23.5646 | 22.5328 | 23.4758 | 25.0829 | 24.6669 | 7.8986 | 7.8734 | 5.4819 | 5.3759 | 5.5474 | 5.146 | 5.2154 | 4.5129 |  | kt | 41.4817 | 30.749 | 2.0383 |  | No. | 815.323 | 415.054 | 474.992 | 275343.071 | 17662.55 | Euro2015 | 1195000000 | 2257000000
|  | Engie | MW | 0 | 2571.3652 | 0 | 2571.3652 | 0 | 1753.4783 | 3783.6783 | 4097.713 | 3842.713 | 3842.713 | 3842.713 | 3292.713 | 3292.713 | 4324.8435 | 2571.3652 | 2571.3652 | 2571.3652 | 2571.3652 | 0 | 0 | 0 | 0 | 0 | 1664.1304 | 0 | 0 | 0 | 0 | 0 | 255 | 0 | 0 | 550 | 0 | 632 | 1753.4783 | 0 | 0 | 0 | 0 |  | Mt | 15.5831 | 14.3961 | 16.4955 | 17.4298 | 15.3053 | 16.0348 | 9.0606 | 9.3238 | 0 | 0 | 0 | 0 | 0 | 0 | 0 | 0 | 15.5831 | 14.3961 | 16.4955 | 17.4298 | 15.3053 | 16.0348 | 9.0606 | 9.3238 |  | kt | 5.7183 | 12.5518 | 0.30156 |  | No. | 146.25 | 67.783 | 79.778 | 37618.371 | 3130.623 | Euro2015 | 207000000 | 398000000
|  | EnBW | MW | 0 | 4459.4 | 0 | 4459.4 | 0 | 0 | 0 | 3547.4 | 3547.4 | 3547.4 | 3547.4 | 3547.4 | 4459.4 | 4459.4 | 4459.4 | 4459.4 | 4459.4 | 4459.4 | 0 | 0 | 0 | 0 | 912 | 0 | 0 | 0 | 0 | 0 | 0 | 0 | 0 | 0 | 0 | 0 | 0 | 0 | 0 | 0 | 0 | 0 |  | Mt | 11.0217 | 11.132 | 12.3786 | 13.9372 | 12.2446 | 11.5826 | 10.4402 | 10.3833 | 0 | 0 | 0 | 0 | 0 | 0 | 0 | 0 | 11.0217 | 11.132 | 12.3786 | 13.9372 | 12.2446 | 11.5826 | 10.4402 | 10.3833 |  | kt | 4.6543 | 7.1298 | 0.1229 |  | No. | 162.215 | 76.829 | 73.034 | 54686.652 | 3435.022 | Euro2015 | 234000000 | 445000000
|  | Vattenfall | MW | 0 | 3651.4826 | 0 | 3651.4826 | 832 | 188 | 188 | 2199.4826 | 2199.4826 | 2199.4826 | 2199.4826 | 2199.4826 | 2199.4826 | 3839.4826 | 3839.4826 | 3651.4826 | 3651.4826 | 3651.4826 | 0 | 0 | 0 | 0 | 0 | 1640 | 0 | 0 | 0 | 0 | 0 | 0 | 0 | 0 | 0 | 0 | 0 | 0 | 188 | 0 | 0 | 0 |  | Mt | 13.1219 | 11.7767 | 12.8885 | 13.9852 | 13.479 | 17.3037 | 18.1514 | 16.2576 | 1.6614 | 1.4395 | 1.5102 | 1.3789 | 1.3457 | 1.2956 | 1.3778 | 0.94444 | 11.4606 | 10.3373 | 11.3783 | 12.6063 | 12.1333 | 16.0081 | 16.7736 | 15.3131 |  | kt | 3.7888 | 6.3748 | 0.18966 |  | No. | 107.215 | 53.62 | 60.672 | 36031.584 | 2295.822 | Euro2015 | 156000000 | 295000000
|  | PPC | MW | 660 | 4375 | 4375 | 0 | 0 | 550 | 913 | 5288 | 5218 | 4968 | 4968 | 4925 | 4925 | 4925 | 4375 | 4375 | 4375 | 5035 | 0 | 0 | 0 | 0 | 0 | 0 | 0 | 0 | 0 | 660 | 0 | 70 | 250 | 0 | 43 | 0 | 0 | 550 | 0 | 0 | 0 | 0 |  | Mt | 39.973 | 41.0934 | 42.3782 | 36.4353 | 34.2956 | 29.4048 | 23.1274 | 25.5921 | 39.973 | 41.0934 | 42.3782 | 36.4353 | 34.2956 | 29.4048 | 23.1274 | 25.5921 | 0 | 0 | 0 | 0 | 0 | 0 | 0 | 0 |  | kt | 42.128 | 24.762 | 2.917 |  | No. | 443.388 | 257.637 | 350.916 | 132803.035 | 14876.23 | Euro2015 | 682000000 | 1260000000
|  | Tauron | MW | 910 | 4602 | 0 | 4602 | 376 | 240 | 1145.6 | 5407.6 | 5407.6 | 5407.6 | 5207.6 | 5017.6 | 4852.6 | 4792 | 4602 | 4602 | 4602 | 5136 | 0 | 0 | 0 | 50 | 0 | 0 | 50 | 0 | 0 | 910 | 0 | 0 | 0 | 200 | 240 | 165 | 60.6 | 240 | 0 | 0 | 376 | 0 |  | Mt | 21.4076 | 21.6728 | 18.9287 | 18.8307 | 14.2587 | 16.2262 | 14.8256 | 16.7668 | 0 | 0 | 0 | 0 | 0 | 0 | 0 | 0 | 21.4076 | 21.6728 | 18.9287 | 18.8307 | 14.2587 | 16.2262 | 14.8256 | 16.7668 |  | kt | 25.5738 | 19.4697 | 1.1697 |  | No. | 554.197 | 272.36 | 388.028 | 161743.973 | 12186.889 | Euro2015 | 813000000 | 1535000000
|  | EPS- Elektroprivreda Srbije | MW | 0 | 4401 | 4401 | 0 | 0 | 0 | 32 | 4401 | 4401 | 4401 | 4401 | 4401 | 4401 | 4401 | 4401 | 4401 | 4401 | 4401 | 0 | 0 | 0 | 0 | 0 | 0 | 0 | 0 | 0 | 0 | 0 | 0 | 0 | 0 | 0 | 0 | 0 | 0 | 0 | 0 | 0 | 0 |  | Mt | 0 | 0 | 0 | 0 | 0 | 0 | 0 | 0 | 0 | 0 | 0 | 0 | 0 | 0 | 0 | 0 | 0 | 0 | 0 | 0 | 0 | 0 | 0 | 0 |  | kt | 0 | 0 | 0 |  | No. | 0 | 0 | 0 | 0 | 0 | Euro2015 | 0 | 0
|  | CE Oltenia SA | MW | 0 | 4230 | 4230 | 0 | 0 | 0 | 330 | 4230 | 4230 | 4230 | 4230 | 4230 | 4230 | 4230 | 4230 | 4230 | 4230 | 4230 | 0 | 0 | 0 | 0 | 0 | 0 | 0 | 0 | 0 | 0 | 0 | 0 | 0 | 0 | 0 | 0 | 0 | 0 | 0 | 0 | 0 | 0 |  | Mt | 15.4644 | 17.9478 | 16.3527 | 11.2339 | 12.4896 | 13.7173 | 12.6856 | 13.8603 | 15.4644 | 17.9478 | 16.3527 | 11.2339 | 12.4896 | 13.7173 | 12.6856 | 13.8603 | 0 | 0 | 0 | 0 | 0 | 0 | 0 | 0 |  | kt | 27.6642 | 22.8639 | 0.97058 |  | No. | 559.34 | 266.339 | 503.863 | 131952.024 | 13034.317 | Euro2015 | 836000000 | 1566000000
|  | EÜAŞ | MW | 0 | 3385.8696 | 3385.8696 | 0 | 0 | 0 | 0 | 3385.8696 | 3385.8696 | 3385.8696 | 3385.8696 | 3385.8696 | 3385.8696 | 3385.8696 | 3385.8696 | 3385.8696 | 3385.8696 | 3385.8696 | 0 | 0 | 0 | 0 | 0 | 0 | 0 | 0 | 0 | 0 | 0 | 0 | 0 | 0 | 0 | 0 | 0 | 0 | 0 | 0 | 0 | 0 |  | Mt | 0 | 0 | 0 | 0 | 0 | 0 | 0 | 0 | 0 | 0 | 0 | 0 | 0 | 0 | 0 | 0 | 0 | 0 | 0 | 0 | 0 | 0 | 0 | 0 |  | kt | 0 | 0 | 0 |  | No. | 0 | 0 | 0 | 0 | 0 | Euro2015 | 0 | 0
|  | Iberdrola | MW | 0 | 873.64 | 0 | 873.64 | 0 | 2456.5217 | 4179.8696 | 5053.5096 | 5053.5096 | 5053.5096 | 4634.5096 | 3330.1617 | 3330.1617 | 3330.1617 | 873.64 | 873.64 | 873.64 | 873.64 | 0 | 0 | 0 | 0 | 0 | 0 | 0 | 0 | 0 | 0 | 0 | 0 | 0 | 419 | 1304.3478 | 0 | 0 | 2456.5217 | 0 | 0 | 0 | 0 |  | Mt | 14.259 | 12.3364 | 15.5918 | 12.1835 | 11.5994 | 10.9994 | 3.7727 | 2.6417 | 0 | 0 | 0 | 0 | 0 | 0 | 0 | 0 | 14.259 | 12.3364 | 15.5918 | 12.1835 | 11.5994 | 10.9994 | 3.7727 | 2.6417 |  | kt | 17.764 | 22.7799 | 0.66177 |  | No. | 332.736 | 190.863 | 242.7 | 95160.872 | 9228.257 | Euro2015 | 492000000 | 926000000
|  | SSE | MW | 0 | 2131.5217 | 0 | 2131.5217 | 0 | 1065.2174 | 2130.4348 | 4261.9565 | 4261.9565 | 4261.9565 | 4261.9565 | 4261.9565 | 3196.7391 | 3196.7391 | 2131.5217 | 2131.5217 | 2131.5217 | 2131.5217 | 0 | 0 | 0 | 0 | 0 | 0 | 0 | 0 | 0 | 0 | 0 | 0 | 0 | 0 | 0 | 1065.2174 | 0 | 1065.2174 | 0 | 0 | 0 | 0 |  | Mt | 11.2554 | 15.3251 | 18.1543 | 16.7662 | 9.9102 | 7.8852 | 2.7061 | 1.9479 | 0 | 0 | 0 | 0 | 0 | 0 | 0 | 0 | 11.2554 | 15.3251 | 18.1543 | 16.7662 | 9.9102 | 7.8852 | 2.7061 | 1.9479 |  | kt | 8.9666 | 11.8388 | 0.53704 |  | No. | 165.526 | 85.391 | 81.112 | 41782.432 | 4197.266 | Euro2015 | 238000000 | 453000000
|  | ENEA | MW | 0 | 5761 | 0 | 5761 | 0 | 0 | 290 | 4976 | 4976 | 4751 | 4686 | 4686 | 4686 | 4686 | 4686 | 5761 | 5761 | 5761 | 0 | 0 | 0 | 0 | 0 | 0 | 0 | 1075 | 0 | 0 | 0 | 0 | 225 | 65 | 0 | 0 | 0 | 0 | 0 | 0 | 0 | 0 |  | Mt | 18.6212 | 17.8544 | 16.6833 | 16.0296 | 17.3659 | 18.0193 | 20.1063 | 18.7476 | 0 | 0 | 0 | 0 | 0 | 0 | 0 | 0 | 18.6212 | 17.8544 | 16.6833 | 16.0296 | 17.3659 | 18.0193 | 20.1063 | 18.7476 |  | kt | 49.205 | 31.6821 | 1.4722 |  | No. | 1014.698 | 498.187 | 702.849 | 299156.389 | 22176.253 | Euro2015 | 1488000000 | 2810000000
|  | Drax Power plc | MW | 0 | 2103.2609 | 0 | 2103.2609 | 701.087 | 701.087 | 2103.2609 | 4206.5217 | 4206.5217 | 4206.5217 | 4206.5217 | 3505.4348 | 2804.3478 | 2804.3478 | 2103.2609 | 2103.2609 | 1402.1739 | 1402.1739 | 0 | 0 | 0 | 0 | 0 | 0 | 0 | 0 | 0 | 0 | 0 | 0 | 0 | 0 | 701.087 | 701.087 | 0 | 701.087 | 0 | 701.087 | 0 | 0 |  | Mt | 22.3925 | 21.4656 | 22.6947 | 20.3195 | 16.5952 | 13.1928 | 6.2617 | 6.2152 | 0 | 0 | 0 | 0 | 0 | 0 | 0 | 0 | 22.3925 | 21.4656 | 22.6947 | 20.3195 | 16.5952 | 13.1928 | 6.2617 | 6.2152 |  | kt | 18.4646 | 31.443 | 0.909 |  | No. | 379.846 | 191.66 | 198.452 | 90748.771 | 9422.671 | Euro2015 | 542000000 | 1037000000
|  | EDP | MW | 0 | 1295.6522 | 0 | 1295.6522 | 0 | 0 | 0 | 1295.6522 | 1295.6522 | 1295.6522 | 1295.6522 | 1295.6522 | 1295.6522 | 1295.6522 | 1295.6522 | 1295.6522 | 1295.6522 | 1295.6522 | 0 | 0 | 0 | 0 | 0 | 0 | 0 | 0 | 0 | 0 | 0 | 0 | 0 | 0 | 0 | 0 | 0 | 0 | 0 | 0 | 0 | 0 |  | Mt | 4.4382 | 6.2515 | 7.7856 | 7.1841 | 7.3987 | 8.6839 | 7.3169 | 8.3963 | 0 | 0 | 0 | 0 | 0 | 0 | 0 | 0 | 4.4382 | 6.2515 | 7.7856 | 7.1841 | 7.3987 | 8.6839 | 7.3169 | 8.3963 |  | kt | 4.8565 | 5.4437 | 0.01568 |  | No. | 94.73 | 62.573 | 97.649 | 32615.247 | 2938.105 | Euro2015 | 146000000 | 270000000
|  | Orsted | MW | 0 | 1464 | 0 | 1464 | 1464 | 1023 | 1432 | 2753 | 2753 | 2753 | 2487 | 2487 | 2487 | 2487 | 1464 | 1464 | 1464 | 1464 | 0 | 0 | 0 | 0 | 0 | 0 | 0 | 0 | 0 | 0 | 0 | 0 | 0 | 266 | 0 | 0 | 0 | 1023 | 0 | 0 | 0 | 0 |  | Mt | 7.5035 | 7.227 | 5.5657 | 7.2393 | 5.1257 | 3.7701 | 4.14 | 2.6296 | 0 | 0 | 0 | 0 | 0 | 0 | 0 | 0 | 7.5035 | 7.227 | 5.5657 | 7.2393 | 5.1257 | 3.7701 | 4.14 | 2.6296 |  | kt | 0.56 | 1.767 | 0.064 |  | No. | 19.31 | 10.037 | 12.693 | 6539.02 | 429.946 | Euro2015 | 28000000 | 53000000
|  | ZEPAK | MW | 0 | 1867 | 1867 | 0 | 0 | 600 | 600 | 2467 | 2467 | 2467 | 2467 | 2467 | 2467 | 2467 | 2467 | 1867 | 1867 | 1867 | 0 | 0 | 0 | 0 | 0 | 0 | 0 | 0 | 0 | 0 | 0 | 0 | 0 | 0 | 0 | 0 | 0 | 0 | 600 | 0 | 0 | 0 |  | Mt | 12.4057 | 12.6865 | 12.5819 | 13.1289 | 12.5742 | 12.2579 | 11.4561 | 10.8661 | 12.4057 | 12.6865 | 12.5819 | 13.1289 | 12.5742 | 12.2579 | 11.4561 | 10.8661 | 0 | 0 | 0 | 0 | 0 | 0 | 0 | 0 |  | kt | 21.0288 | 17.2279 | 2.5628 |  | No. | 486.163 | 239.728 | 339.462 | 137706.64 | 10712.109 | Euro2015 | 713000000 | 1347000000
|  | Gas Natural Fenosa | MW | 0 | 0 | 0 | 0 | 0 | 0 | 0 | 0 | 0 | 0 | 0 | 0 | 0 | 0 | 0 | 0 | 0 | 0 | 0 | 0 | 0 | 0 | 0 | 0 | 0 | 0 | 0 | 0 | 0 | 0 | 0 | 0 | 0 | 0 | 0 | 0 | 0 | 0 | 0 | 0 |  | Mt | 0 | 0 | 0 | 0 | 0 | 0 | 0 | 0 | 0 | 0 | 0 | 0 | 0 | 0 | 0 | 0 | 0 | 0 | 0 | 0 | 0 | 0 | 0 | 0 |  | kt | 0 | 0 | 0 |  | No. | 0 | 0 | 0 | 0 | 0 | Euro2015 | 0 | 0
|  | Içdaş | MW | 0 | 1626.1 | 0 | 1626.1 | 0 | 0 | 0 | 410.1 | 410.1 | 1018.1 | 1018.1 | 1018.1 | 1626.1 | 1626.1 | 1626.1 | 1626.1 | 1626.1 | 1626.1 | 0 | 608 | 0 | 0 | 608 | 0 | 0 | 0 | 0 | 0 | 0 | 0 | 0 | 0 | 0 | 0 | 0 | 0 | 0 | 0 | 0 | 0 |  | Mt | 0 | 0 | 0 | 0 | 0 | 0 | 0 | 0 | 0 | 0 | 0 | 0 | 0 | 0 | 0 | 0 | 0 | 0 | 0 | 0 | 0 | 0 | 0 | 0 |  | kt | 0 | 0 | 0 |  | No. | 0 | 0 | 0 | 0 | 0 | Euro2015 | 0 | 0
|  | Bulgarian Energy Holding (BEH) | MW | 0 | 1602 | 1602 | 0 | 0 | 0 | 0 | 1602 | 1602 | 1602 | 1602 | 1602 | 1602 | 1602 | 1602 | 1602 | 1602 | 1602 | 0 | 0 | 0 | 0 | 0 | 0 | 0 | 0 | 0 | 0 | 0 | 0 | 0 | 0 | 0 | 0 | 0 | 0 | 0 | 0 | 0 | 0 |  | Mt | 9.8721 | 12.9754 | 11.1286 | 9.459 | 10.2918 | 11.2937 | 9.6453 | 10.549 | 9.8721 | 12.9754 | 11.1286 | 9.459 | 10.2918 | 11.2937 | 9.6453 | 10.549 | 0 | 0 | 0 | 0 | 0 | 0 | 0 | 0 |  | kt | 42.659 | 13.521 | 0.625 |  | No. | 633.763 | 306.906 | 414.506 | 165855.595 | 15260.555 | Euro2015 | 948000000 | 1775000000
|  | Konya Şeker | MW | 0 | 1572.8261 | 1572.8261 | 0 | 0 | 0 | 0 | 1572.8261 | 1572.8261 | 1572.8261 | 1572.8261 | 1572.8261 | 1572.8261 | 1572.8261 | 1572.8261 | 1572.8261 | 1572.8261 | 1572.8261 | 0 | 0 | 0 | 0 | 0 | 0 | 0 | 0 | 0 | 0 | 0 | 0 | 0 | 0 | 0 | 0 | 0 | 0 | 0 | 0 | 0 | 0 |  | Mt | 0 | 0 | 0 | 0 | 0 | 0 | 0 | 0 | 0 | 0 | 0 | 0 | 0 | 0 | 0 | 0 | 0 | 0 | 0 | 0 | 0 | 0 | 0 | 0 |  | kt | 0 | 0 | 0 |  | No. | 0 | 0 | 0 | 0 | 0 | Euro2015 | 0 | 0
|  | Fortum | MW | 220 | 1554.4348 | 0 | 1554.4348 | 141.3043 | 0 | 1000 | 2490.4348 | 2554.4348 | 2554.4348 | 2554.4348 | 2554.4348 | 1554.4348 | 1554.4348 | 1554.4348 | 1554.4348 | 1774.4348 | 1774.4348 | 64 | 0 | 0 | 0 | 0 | 0 | 0 | 0 | 220 | 0 | 0 | 0 | 0 | 0 | 0 | 1000 | 0 | 0 | 0 | 0 | 0 | 0 |  | Mt | 7.9529 | 6.0011 | 4.4546 | 5.8367 | 4.5287 | 3.5827 | 4.172 | 3.5486 | 0 | 0 | 0 | 0 | 0 | 0 | 0 | 0 | 7.9529 | 6.0011 | 4.4546 | 5.8367 | 4.5287 | 3.5827 | 4.172 | 3.5486 |  | kt | 4.6074 | 5.1209 | 0.30047 |  | No. | 63.984 | 29.797 | 47.665 | 17413.055 | 1236.454 | Euro2015 | 93000000 | 177000000
|  | Eren | MW | 0 | 2971.7391 | 0 | 2971.7391 | 0 | 0 | 0 | 0 | 1510.8696 | 1510.8696 | 1510.8696 | 1510.8696 | 1510.8696 | 1510.8696 | 2971.7391 | 2971.7391 | 2971.7391 | 2971.7391 | 1510.8696 | 0 | 0 | 0 | 0 | 0 | 1460.8696 | 0 | 0 | 0 | 0 | 0 | 0 | 0 | 0 | 0 | 0 | 0 | 0 | 0 | 0 | 0 |  | Mt | 0 | 0 | 0 | 0 | 0 | 0 | 0 | 0 | 0 | 0 | 0 | 0 | 0 | 0 | 0 | 0 | 0 | 0 | 0 | 0 | 0 | 0 | 0 | 0 |  | kt | 0 | 0 | 0 |  | No. | 0 | 0 | 0 | 0 | 0 | Euro2015 | 0 | 0
|  | HSE | MW | 0 | 945 | 945 | 0 | 0 | 400 | 591.5 | 906.5 | 876.5 | 876.5 | 876.5 | 820 | 745 | 1345 | 1345 | 1345 | 945 | 945 | 0 | 0 | 0 | 0 | 0 | 600 | 0 | 0 | 0 | 0 | 0 | 30 | 0 | 0 | 56.5 | 75 | 0 | 0 | 0 | 400 | 0 | 0 |  | Mt | 5.3666 | 5.4232 | 5.184 | 4.9151 | 3.6744 | 3.7913 | 4.149 | 4.0754 | 5.3666 | 5.4232 | 5.184 | 4.9151 | 3.6744 | 3.7913 | 4.149 | 4.0734 | 0 | 0 | 0 | 0 | 0 | 0 | 0 | 0.001935 |  | kt | 1.2992 | 3.2103 | 0.088032 |  | No. | 79.567 | 46.034 | 73.926 | 23477.063 | 1968.562 | Euro2015 | 119000000 | 223000000
|  | Diler Holding | MW | 0 | 1304.3478 | 0 | 1304.3478 | 0 | 0 | 0 | 0 | 0 | 0 | 0 | 0 | 1304.3478 | 1304.3478 | 1304.3478 | 1304.3478 | 1304.3478 | 1304.3478 | 0 | 0 | 0 | 0 | 1304.3478 | 0 | 0 | 0 | 0 | 0 | 0 | 0 | 0 | 0 | 0 | 0 | 0 | 0 | 0 | 0 | 0 | 0 |  | Mt | 0 | 0 | 0 | 0 | 0 | 0 | 0 | 0 | 0 | 0 | 0 | 0 | 0 | 0 | 0 | 0 | 0 | 0 | 0 | 0 | 0 | 0 | 0 | 0 |  | kt | 0 | 0 | 0 |  | No. | 0 | 0 | 0 | 0 | 0 | Euro2015 | 0 | 0
|  | KEK | MW | 0 | 1288 | 1288 | 0 | 0 | 0 | 190 | 1413 | 1288 | 1288 | 1288 | 1288 | 1288 | 1288 | 1288 | 1288 | 1288 | 1288 | 0 | 0 | 0 | 0 | 0 | 0 | 0 | 0 | 0 | 0 | 0 | 125 | 0 | 0 | 0 | 0 | 0 | 0 | 0 | 0 | 0 | 0 |  | Mt | 0 | 0 | 0 | 0 | 0 | 0 | 0 | 0 | 0 | 0 | 0 | 0 | 0 | 0 | 0 | 0 | 0 | 0 | 0 | 0 | 0 | 0 | 0 | 0 |  | kt | 0 | 0 | 0 |  | No. | 0 | 0 | 0 | 0 | 0 |  | 0 | 0
|  | Other | MW | 1155.2174 | 44827.1061 | 18458.6435 | 26368.4626 | 1866.3565 | 1953.9 | 9258.717 | Actuals 2016: 44618.8757; Actuals 2017: 44521.1061; Actuals 2018: 45234.1061; Development based on expected additions - retirement announcements 2019: 45857.3235; Development based on expected additions - retirement announcements 2020: 45590.367 | [6 empty] | 789.1304 | 1373 | 1155.2174 | 0 | 0 | [6 empty] | 886.9 | 660 | 532 | 266.9565 | 288 |  | Mt | 144.504 | 159.1217 | 165.1344 | 157.5943 | 154.0789 | 156.0129 | 139.1468 | 134.0337 | 50.0005 | 55.2955 | 52.6107 | 50.6521 | 51.2104 | 50.5974 | 46.2218 | 58.9206 | 94.5035 | 103.8262 | 112.5237 | 106.9422 | 102.8685 | 105.4155 | 92.925 | 75.1055 |  | kt | 366.9594 | 201.9026 | 13.5584 |  | No. | 5891.987 | 3251.08 | 4159.831 | 1879883.832 | 148833.25 | Euro2015 | 8825000000 | 16503000000
# Plants | 1. Split By Region
|  | EU | No. | 3 | 250 | 78 | 172 | 20 | 22 | 84 | 311 | 312 | 309 | 299 | 290 | 287 | 271 | 263 | 254 | 250 | 249 | 2 | 2 | 0 | 1 | 1 | 4 | 1 | 0 | 1 | 1 | 1 | 1 | 5 | 10 | 10 | 4 | 20 | 9 | 9 | 5 | 2 | 3
|  | Turkey | No. | 3 | 26 | 15 | 11 | 0 | 0 | 0 | Actuals 2016: 23; Actuals 2017: 25; Actuals 2018: 26; Development based on expected additions - retirement announcements 2019: 29; Development based on expected additions - retirement announcements 2020: 29 | [6 empty] | 2 | 1 | 3 | 0 | 0 | [6 empty] | 0 | 0 | 0 | 0 | 0
|  | Western Balkans | No. | 0 | 16 | 16 | 0 | 0 | 0 | 0 | Actuals 2016: 15; Actuals 2017: 16; Actuals 2018: 16; Development based on expected additions - retirement announcements 2019: 16; Development based on expected additions - retirement announcements 2020: 16 | [6 empty] | 1 | 0 | 0 | 0 | 0 | [6 empty] | 0 | 0 | 0 | 0 | 0
2. Split By Country
EU Countries
|  | Austria | No. | 0 | 2 | 0 | 2 | 2 | 1 | 4 | 4 | 4 | 3 | 3 | 3 | 3 | 3 | 2 | 2 | 2 | 2 | 0 | 0 | 0 | 0 | 0 | 0 | 0 | 0 | 0 | 0 | 0 | 0 | 1 | 0 | 0 | 0 | 0 | 1 | 0 | 0 | 0 | 1
|  | Belgium | No. | 0 | 0 | 0 | 0 | 0 | 1 | 6 | 3 | 2 | 2 | 2 | 1 | 1 | 1 | 0 | 0 | 0 | 0 | 0 | 0 | 0 | 0 | 0 | 0 | 0 | 0 | 0 | 0 | 0 | 1 | 0 | 0 | 1 | 0 | 0 | 1 | 0 | 0 | 0 | 0
|  | Bulgaria | No. | 0 | 10 | 8 | 2 | 0 | 0 | 1 | 10 | 10 | 11 | 11 | 11 | 11 | 10 | 10 | 10 | 10 | 10 | 0 | 1 | 0 | 0 | 0 | 0 | 0 | 0 | 0 | 0 | 0 | 0 | 0 | 0 | 0 | 0 | 1 | 0 | 0 | 0 | 0 | 0
|  | Croatia | No. | 0 | 1 | 0 | 1 | 0 | 0 | 0 | [11 empty] | 0 | 0 | 0 | 0 | 0 | 0 | 0 | 0 | 0 | 0 | 0 | 0 | 0 | 0 | 0 | 0 | 0 | 0 | 0 | 0 | 0 | 0 | bar: Actuals 2010 to Development based on expected additions - retirement announcements 2020
|  | Czech Republic | No. | 0 | 34 | 25 | 9 | 0 | 0 | 1 | 34 | 34 | 34 | 34 | 34 | 34 | 34 | 34 | 34 | 34 | 34 | 0 | 0 | 0 | 0 | 0 | 0 | 0 | 0 | 0 | 0 | 0 | 0 | 0 | 0 | 0 | 0 | 0 | 0 | 0 | 0 | 0 | 0
|  | Denmark | No. | 0 | 5 | 0 | 5 | 2 | 3 | 4 | 9 | 9 | 9 | 8 | 8 | 8 | 8 | 5 | 5 | 5 | 5 | 0 | 0 | 0 | 0 | 0 | 0 | 0 | 0 | 0 | 0 | 0 | 0 | 0 | 1 | 0 | 0 | 0 | 3 | 0 | 0 | 0 | 0
|  | Finland | No. | 0 | 8 | 0 | 8 | 2 | 2 | 5 | 12 | 12 | 12 | 12 | 11 | 10 | 10 | 10 | 8 | 8 | 7 | 0 | 0 | 0 | 0 | 0 | 0 | 0 | 0 | 0 | 0 | 0 | 0 | 0 | 0 | 1 | 1 | 0 | 0 | 2 | 0 | 1 | 0
|  | France | No. | 0 | 6 | 0 | 6 | 0 | 0 | 8 | 12 | 12 | 13 | 13 | 12 | 11 | 6 | 6 | 6 | 6 | 6 | 0 | 1 | 0 | 0 | 0 | 0 | 0 | 0 | 0 | 0 | 0 | 0 | 0 | 0 | 1 | 1 | 5 | 0 | 0 | 0 | 0 | 0
|  | Germany | No. | 1 | 73 | 20 | 53 | 11 | 7 | 16 | 82 | 83 | 83 | 81 | 80 | 80 | 80 | 80 | 76 | 73 | 72 | 1 | 0 | 0 | 1 | 1 | 2 | 0 | 0 | 0 | 0 | 1 | 0 | 0 | 2 | 2 | 1 | 2 | 0 | 4 | 3 | 1 | 1
|  | Greece | No. | 1 | 6 | 6 | 0 | 0 | 0 | 1 | 7 | 7 | 7 | 7 | 6 | 6 | 6 | 6 | 6 | 6 | 7 | 0 | 0 | 0 | 0 | 0 | 0 | 0 | 0 | 0 | 1 | 0 | 0 | 0 | 0 | 1 | 0 | 0 | 0 | 0 | 0 | 0 | 0
|  | Hungary | No. | 0 | 2 | 1 | 1 | 0 | 0 | 3 | 5 | 5 | 4 | 2 | 2 | 2 | 2 | 2 | 2 | 2 | 2 | 0 | 0 | 0 | 0 | 0 | 0 | 0 | 0 | 0 | 0 | 0 | 0 | 1 | 2 | 0 | 0 | 0 | 0 | 0 | 0 | 0 | 0
|  | Ireland | No. | 0 | 1 | 0 | 1 | 0 | 0 | 0 | [11 empty] | 0 | 0 | 0 | 0 | 0 | 0 | 0 | 0 | 0 | 0 | 0 | 0 | 0 | 0 | 0 | 0 | 0 | 0 | 0 | 0 | 0 | 0 | bar: Actuals 2010 to Development based on expected additions - retirement announcements 2020
|  | Italy | No. | 0 | 10 | 0 | 10 | 0 | 2 | 3 | 13 | 13 | 13 | 13 | 13 | 13 | 12 | 11 | 10 | 10 | 10 | 0 | 0 | 0 | 0 | 0 | 0 | 0 | 0 | 0 | 0 | 0 | 0 | 0 | 0 | 0 | 0 | 1 | 1 | 1 | 0 | 0 | 0
|  | Netherlands | No. | 0 | 5 | 0 | 5 | 0 | 1 | 3 | 5 | 5 | 5 | 5 | 5 | 5 | 5 | 6 | 5 | 5 | 5 | 0 | 0 | 0 | 0 | 0 | 2 | 1 | 0 | 0 | 0 | 0 | 0 | 0 | 0 | 0 | 0 | 2 | 0 | 1 | 0 | 0 | 0
|  | Poland | No. | 1 | 43 | 5 | 38 | 0 | 1 | 7 | 49 | 50 | 50 | 48 | 48 | 47 | 44 | 44 | 43 | 44 | 44 | 1 | 0 | 0 | 0 | 0 | 0 | 0 | 0 | 1 | 0 | 0 | 0 | 0 | 2 | 0 | 1 | 3 | 0 | 1 | 0 | 0 | 0
|  | Portugal | No. | 0 | 2 | 0 | 2 | 0 | 0 | 0 | 2 | 2 | 2 | 2 | 2 | 2 | 2 | 2 | 2 | 2 | 2 | 0 | 0 | 0 | 0 | 0 | 0 | 0 | 0 | 0 | 0 | 0 | 0 | 0 | 0 | 0 | 0 | 0 | 0 | 0 | 0 | 0 | 0
|  | Romania | No. | 0 | 10 | 7 | 3 | 0 | 0 | 6 | 16 | 16 | 16 | 16 | 15 | 15 | 10 | 10 | 10 | 10 | 10 | 0 | 0 | 0 | 0 | 0 | 0 | 0 | 0 | 0 | 0 | 0 | 0 | 0 | 0 | 1 | 0 | 5 | 0 | 0 | 0 | 0 | 0
|  | Slovakia | No. | 0 | 5 | 3 | 2 | 1 | 0 | 0 | 5 | 5 | 5 | 5 | 5 | 5 | 5 | 5 | 5 | 5 | 5 | 0 | 0 | 0 | 0 | 0 | 0 | 0 | 0 | 0 | 0 | 0 | 0 | 0 | 0 | 0 | 0 | 0 | 0 | 0 | 0 | 0 | 1
|  | Slovenia | No. | 0 | 2 | 2 | 0 | 0 | 1 | 1 | 3 | 3 | 3 | 3 | 3 | 3 | 3 | 3 | 3 | 2 | 2 | 0 | 0 | 0 | 0 | 0 | 0 | 0 | 0 | 0 | 0 | 0 | 0 | 0 | 0 | 0 | 0 | 0 | 0 | 0 | 1 | 0 | 0
|  | Spain | No. | 0 | 15 | 1 | 14 | 0 | 0 | 6 | 19 | 19 | 18 | 16 | 15 | 15 | 15 | 15 | 15 | 15 | 15 | 0 | 0 | 0 | 0 | 0 | 0 | 0 | 0 | 0 | 0 | 0 | 0 | 1 | 2 | 1 | 0 | 0 | 0 | 0 | 0 | 0 | 0
|  | Sweden | No. | 0 | 1 | 0 | 1 | 1 | 0 | 0 | [11 empty] | 0 | 0 | 0 | 0 | 0 | 0 | 0 | 0 | 0 | 0 | 0 | 0 | 0 | 0 | 0 | 0 | 0 | 0 | 0 | 0 | 0 | 0 | bar: Actuals 2010 to Development based on expected additions - retirement announcements 2020
|  | United Kingdom | No. | 0 | 9 | 0 | 9 | 1 | 3 | 9 | 18 | 18 | 16 | 15 | 13 | 13 | 12 | 9 | 9 | 8 | 8 | 0 | 0 | 0 | 0 | 0 | 0 | 0 | 0 | 0 | 0 | 0 | 0 | 2 | 1 | 2 | 0 | 1 | 3 | 0 | 1 | 0 | 0
Western Balkans
|  | Albania | No. | 0 | 0 | 0 | 0 | 0 | 0 | 0 | Actuals 2016: 0; Actuals 2017: 0; Actuals 2018: 0; Development based on expected additions - retirement announcements 2019: 0; Development based on expected additions - retirement announcements 2020: 0 | [6 empty] | 0 | 0 | 0 | 0 | 0 | [6 empty] | 0 | 0 | 0 | 0 | 0
|  | Bosnia & Herzegovina | No. | 0 | 5 | 5 | 0 | 0 | 0 | 0 | Actuals 2016: 4; Actuals 2017: 5; Actuals 2018: 5; Development based on expected additions - retirement announcements 2019: 5; Development based on expected additions - retirement announcements 2020: 5 | [6 empty] | 1 | 0 | 0 | 0 | 0 | [6 empty] | 0 | 0 | 0 | 0 | 0
|  | Kosovo | No. | 0 | 2 | 2 | 0 | 0 | 0 | 0 | Actuals 2016: 2; Actuals 2017: 2; Actuals 2018: 2; Development based on expected additions - retirement announcements 2019: 2; Development based on expected additions - retirement announcements 2020: 2 | [6 empty] | 0 | 0 | 0 | 0 | 0 | [6 empty] | 0 | 0 | 0 | 0 | 0
|  | Macedonia, Former Yugoslav Republic of | No. | 0 | 2 | 2 | 0 | 0 | 0 | 0 | Actuals 2016: 2; Actuals 2017: 2; Actuals 2018: 2; Development based on expected additions - retirement announcements 2019: 2; Development based on expected additions - retirement announcements 2020: 2 | [6 empty] | 0 | 0 | 0 | 0 | 0 | [6 empty] | 0 | 0 | 0 | 0 | 0
|  | Montenegro | No. | 0 | 1 | 1 | 0 | 0 | 0 | 0 | [17 empty] | 0 | 0 | 0 | 0 | 0 | [6 empty] | 0 | 0 | 0 | 0 | 0 | bar: Actuals 2016 to Development based on expected additions - retirement announcements 2020
|  | Serbia | No. | 0 | 6 | 6 | 0 | 0 | 0 | 0 | Actuals 2016: 6; Actuals 2017: 6; Actuals 2018: 6; Development based on expected additions - retirement announcements 2019: 6; Development based on expected additions - retirement announcements 2020: 6 | [6 empty] | 0 | 0 | 0 | 0 | 0 | [6 empty] | 0 | 0 | 0 | 0 | 0
Turkey
|  | Turkey | No. | 3 | 26 | 15 | 11 | 0 | 0 | 0 | Actuals 2016: 23; Actuals 2017: 25; Actuals 2018: 26; Development based on expected additions - retirement announcements 2019: 29; Development based on expected additions - retirement announcements 2020: 29 | [6 empty] | 2 | 1 | 3 | 0 | 0 | [6 empty] | 0 | 0 | 0 | 0 | 0
3. Split By Company (values before 2016: EU only)
|  | RWE | No. | 0 | 15 | 7 | 8 | 1 | 1 | 4 | 17 | 17 | 16 | 16 | 15 | 16 | 16 | 16 | 15 | 15 | 15 | 0 | 0 | 0 | 0 | 1 | 1 | 0 | 0 | 0 | 0 | 0 | 0 | 1 | 0 | 1 | 0 | 1 | 0 | 1 | 0 | 0 | 0
|  | Enel | No. | 0 | 6 | 0 | 6 | 0 | 1 | 2 | 8 | 8 | 8 | 8 | 8 | 8 | 7 | 7 | 6 | 6 | 6 | 0 | 0 | 0 | 0 | 0 | 0 | 0 | 0 | 0 | 0 | 0 | 0 | 0 | 0 | 0 | 0 | 1 | 0 | 1 | 0 | 0 | 0
|  | EPH | No. | 0 | 11 | 8 | 3 | 2 | 0 | 2 | 13 | 13 | 13 | 13 | 12 | 12 | 11 | 11 | 11 | 10 | 10 | 0 | 0 | 0 | 0 | 0 | 0 | 0 | 0 | 0 | 0 | 0 | 0 | 0 | 0 | 1 | 0 | 1 | 0 | 0 | 1 | 0 | 1
|  | PGE | No. | 0 | 13 | 2 | 11 | 0 | 0 | 1 | 14 | 14 | 14 | 14 | 14 | 14 | 13 | 13 | 13 | 13 | 13 | 0 | 0 | 0 | 0 | 0 | 0 | 0 | 0 | 0 | 0 | 0 | 0 | 0 | 0 | 0 | 0 | 1 | 0 | 0 | 0 | 0 | 0
|  | EDF | No. | 0 | 4 | 0 | 4 | 0 | 0 | 5 | 8 | 8 | 8 | 8 | 8 | 7 | 4 | 4 | 4 | 4 | 4 | 0 | 0 | 0 | 0 | 0 | 0 | 0 | 0 | 0 | 0 | 0 | 0 | 0 | 0 | 0 | 1 | 3 | 0 | 0 | 0 | 0 | 0
|  | Uniper | No. | 1 | 10 | 1 | 9 | 1 | 2 | 14 | 21 | 21 | 19 | 17 | 14 | 13 | 11 | 11 | 10 | 10 | 9 | 0 | 0 | 0 | 0 | 0 | 0 | 1 | 0 | 0 | 0 | 1 | 0 | 2 | 2 | 3 | 1 | 2 | 1 | 1 | 0 | 1 | 0
|  | STEAG | No. | 0 | 7 | 0 | 7 | 0 | 2 | 2 | 9 | 9 | 9 | 9 | 9 | 9 | 9 | 9 | 7 | 7 | 7 | 0 | 0 | 0 | 0 | 0 | 0 | 0 | 0 | 0 | 0 | 0 | 0 | 0 | 0 | 0 | 0 | 0 | 0 | 2 | 0 | 0 | 0
|  | CEZ | No. | 0 | 14 | 10 | 4 | 0 | 0 | 0 | 14 | 14 | 14 | 14 | 14 | 14 | 14 | 14 | 14 | 14 | 14 | 0 | 0 | 0 | 0 | 0 | 0 | 0 | 0 | 0 | 0 | 0 | 0 | 0 | 0 | 0 | 0 | 0 | 0 | 0 | 0 | 0 | 0
|  | Engie | No. | 0 | 5 | 0 | 5 | 0 | 2 | 8 | 8 | 7 | 7 | 7 | 6 | 6 | 7 | 5 | 5 | 5 | 5 | 0 | 0 | 0 | 0 | 0 | 2 | 0 | 0 | 0 | 0 | 0 | 1 | 0 | 0 | 1 | 0 | 1 | 2 | 0 | 0 | 0 | 0
|  | EnBW | No. | 0 | 8 | 0 | 8 | 0 | 0 | 0 | 8 | 8 | 8 | 8 | 8 | 8 | 8 | 8 | 8 | 8 | 8 | 0 | 0 | 0 | 0 | 0 | 0 | 0 | 0 | 0 | 0 | 0 | 0 | 0 | 0 | 0 | 0 | 0 | 0 | 0 | 0 | 0 | 0
|  | Vattenfall | No. | 0 | 7 | 0 | 7 | 3 | 1 | 1 | 7 | 7 | 7 | 7 | 7 | 7 | 8 | 8 | 7 | 7 | 7 | 0 | 0 | 0 | 0 | 0 | 1 | 0 | 0 | 0 | 0 | 0 | 0 | 0 | 0 | 0 | 0 | 0 | 0 | 1 | 0 | 0 | 0
|  | PPC | No. | 1 | 6 | 6 | 0 | 0 | 0 | 1 | 7 | 7 | 7 | 7 | 6 | 6 | 6 | 6 | 6 | 6 | 7 | 0 | 0 | 0 | 0 | 0 | 0 | 0 | 0 | 0 | 1 | 0 | 0 | 0 | 0 | 1 | 0 | 0 | 0 | 0 | 0 | 0 | 0
|  | Tauron | No. | 0 | 9 | 0 | 9 | 0 | 0 | 2 | 11 | 11 | 11 | 10 | 10 | 9 | 9 | 9 | 9 | 9 | 9 | 0 | 0 | 0 | 0 | 0 | 0 | 0 | 0 | 0 | 0 | 0 | 0 | 0 | 1 | 0 | 1 | 0 | 0 | 0 | 0 | 0 | 0
|  | EPS- Elektroprivreda Srbije | No. | 0 | 6 | 6 | 0 | 0 | 0 | 0 | 6 | 6 | 6 | 6 | 6 | 6 | 6 | 6 | 6 | 6 | 6 | 0 | 0 | 0 | 0 | 0 | 0 | 0 | 0 | 0 | 0 | 0 | 0 | 0 | 0 | 0 | 0 | 0 | 0 | 0 | 0 | 0 | 0
|  | CE Oltenia SA | No. | 0 | 4 | 4 | 0 | 0 | 0 | 0 | 4 | 4 | 4 | 4 | 4 | 4 | 4 | 4 | 4 | 4 | 4 | 0 | 0 | 0 | 0 | 0 | 0 | 0 | 0 | 0 | 0 | 0 | 0 | 0 | 0 | 0 | 0 | 0 | 0 | 0 | 0 | 0 | 0
|  | EÜAŞ | No. | 0 | 3 | 3 | 0 | 0 | 0 | 0 | 3 | 3 | 3 | 3 | 3 | 3 | 3 | 3 | 3 | 3 | 3 | 0 | 0 | 0 | 0 | 0 | 0 | 0 | 0 | 0 | 0 | 0 | 0 | 0 | 0 | 0 | 0 | 0 | 0 | 0 | 0 | 0 | 0
|  | Iberdrola | No. | 0 | 2 | 0 | 2 | 0 | 1 | 3 | 5 | 5 | 5 | 4 | 3 | 3 | 3 | 2 | 2 | 2 | 2 | 0 | 0 | 0 | 0 | 0 | 0 | 0 | 0 | 0 | 0 | 0 | 0 | 0 | 1 | 1 | 0 | 0 | 1 | 0 | 0 | 0 | 0
|  | SSE | No. | 0 | 1 | 0 | 1 | 0 | 1 | 1 | 2 | 2 | 2 | 2 | 2 | 2 | 2 | 1 | 1 | 1 | 1 | 0 | 0 | 0 | 0 | 0 | 0 | 0 | 0 | 0 | 0 | 0 | 0 | 0 | 0 | 0 | 0 | 0 | 1 | 0 | 0 | 0 | 0
|  | ENEA | No. | 0 | 3 | 0 | 3 | 0 | 0 | 0 | 3 | 3 | 3 | 3 | 3 | 3 | 3 | 3 | 3 | 3 | 3 | 0 | 0 | 0 | 0 | 0 | 0 | 0 | 0 | 0 | 0 | 0 | 0 | 0 | 0 | 0 | 0 | 0 | 0 | 0 | 0 | 0 | 0
|  | Drax Power plc | No. | 0 | 1 | 0 | 1 | 0 | 0 | 0 | [11 empty] | 0 | 0 | 0 | 0 | 0 | 0 | 0 | 0 | 0 | 0 | 0 | 0 | 0 | 0 | 0 | 0 | 0 | 0 | 0 | 0 | 0 | 0 | bar: Actuals 2010 to Development based on expected additions - retirement announcements 2020
|  | EDP | No. | 0 | 1 | 0 | 1 | 0 | 0 | 0 | [11 empty] | 0 | 0 | 0 | 0 | 0 | 0 | 0 | 0 | 0 | 0 | 0 | 0 | 0 | 0 | 0 | 0 | 0 | 0 | 0 | 0 | 0 | 0 | bar: Actuals 2010 to Development based on expected additions - retirement announcements 2020
|  | Orsted | No. | 0 | 2 | 0 | 2 | 2 | 2 | 3 | 5 | 5 | 5 | 4 | 4 | 4 | 4 | 2 | 2 | 2 | 2 | 0 | 0 | 0 | 0 | 0 | 0 | 0 | 0 | 0 | 0 | 0 | 0 | 0 | 1 | 0 | 0 | 0 | 2 | 0 | 0 | 0 | 0
|  | ZEPAK | No. | 0 | 3 | 3 | 0 | 0 | 1 | 1 | 4 | 4 | 4 | 4 | 4 | 4 | 4 | 4 | 3 | 3 | 3 | 0 | 0 | 0 | 0 | 0 | 0 | 0 | 0 | 0 | 0 | 0 | 0 | 0 | 0 | 0 | 0 | 0 | 0 | 1 | 0 | 0 | 0
|  | Gas Natural Fenosa | No. | 0 | 0 | 0 | 0 | 0 | 0 | 0 | 0 | 0 | 0 | 0 | 0 | 0 | 0 | 0 | 0 | 0 | 0 | 0 | 0 | 0 | 0 | 0 | 0 | 0 | 0 | 0 | 0 | 0 | 0 | 0 | 0 | 0 | 0 | 0 | 0 | 0 | 0 | 0 | 0
|  | Içdaş | No. | 0 | 2 | 0 | 2 | 0 | 0 | 0 | 1 | 1 | 2 | 2 | 2 | 2 | 2 | 2 | 2 | 2 | 2 | 0 | 1 | 0 | 0 | 0 | 0 | 0 | 0 | 0 | 0 | 0 | 0 | 0 | 0 | 0 | 0 | 0 | 0 | 0 | 0 | 0 | 0
|  | Bulgarian Energy Holding (BEH) | No. | 0 | 1 | 1 | 0 | 0 | 0 | 0 | [11 empty] | 0 | 0 | 0 | 0 | 0 | 0 | 0 | 0 | 0 | 0 | 0 | 0 | 0 | 0 | 0 | 0 | 0 | 0 | 0 | 0 | 0 | 0 | bar: Actuals 2010 to Development based on expected additions - retirement announcements 2020
|  | Konya Şeker | No. | 0 | 2 | 2 | 0 | 0 | 0 | 0 | 2 | 2 | 2 | 2 | 2 | 2 | 2 | 2 | 2 | 2 | 2 | 0 | 0 | 0 | 0 | 0 | 0 | 0 | 0 | 0 | 0 | 0 | 0 | 0 | 0 | 0 | 0 | 0 | 0 | 0 | 0 | 0 | 0
|  | Fortum | No. | 1 | 7 | 0 | 7 | 1 | 0 | 1 | 7 | 8 | 8 | 8 | 8 | 7 | 7 | 7 | 7 | 8 | 8 | 1 | 0 | 0 | 0 | 0 | 0 | 0 | 0 | 1 | 0 | 0 | 0 | 0 | 0 | 0 | 1 | 0 | 0 | 0 | 0 | 0 | 0
|  | Eren | No. | 0 | 3 | 0 | 3 | 0 | 0 | 0 | 0 | 2 | 2 | 2 | 2 | 2 | 2 | 3 | 3 | 3 | 3 | 2 | 0 | 0 | 0 | 0 | 0 | 1 | 0 | 0 | 0 | 0 | 0 | 0 | 0 | 0 | 0 | 0 | 0 | 0 | 0 | 0 | 0
|  | HSE | No. | 0 | 1 | 1 | 0 | 0 | 1 | 1 | 2 | 2 | 2 | 2 | 2 | 2 | 2 | 2 | 2 | 1 | 1 | 0 | 0 | 0 | 0 | 0 | 0 | 0 | 0 | 0 | 0 | 0 | 0 | 0 | 0 | 0 | 0 | 0 | 0 | 0 | 1 | 0 | 0
|  | Diler Holding | No. | 0 | 1 | 0 | 1 | 0 | 0 | 0 | 0 | 0 | 0 | 0 | 0 | 1 | 1 | 1 | 1 | 1 | 1 | 0 | 0 | 0 | 0 | 1 | 0 | 0 | 0 | 0 | 0 | 0 | 0 | 0 | 0 | 0 | 0 | 0 | 0 | 0 | 0 | 0 | 0
|  | KEK | No. | 0 | 2 | 2 | 0 | 0 | 0 | 0 | 2 | 2 | 2 | 2 | 2 | 2 | 2 | 2 | 2 | 2 | 2 | 0 | 0 | 0 | 0 | 0 | 0 | 0 | 0 | 0 | 0 | 0 | 0 | 0 | 0 | 0 | 0 | 0 | 0 | 0 | 0 | 0 | 0
|  | Other | No. | 3 | 132 | 53 | 79 | 10 | 7 | 32 | Actuals 2016: 136; Actuals 2017: 136; Actuals 2018: 135; Development based on expected additions - retirement announcements 2019: 135; Development based on expected additions - retirement announcements 2020: 135 | [6 empty] | 0 | 0 | 0 | 0 | 0 | [6 empty] | 0 | 0 | 0 | 0 | 0
# Units | 1. Split By Region
|  | EU | No. | 8 | 635 | 252 | 383 | 47 | 55 | 282 | 849 | 843 | 822 | 784 | 750 | 729 | 686 | 657 | 639 | 631 | 627 | 4 | 4 | 3 | 3 | 3 | 9 | 2 | 2 | 2 | 5 | 1 | 10 | 25 | 41 | 37 | 24 | 52 | 31 | 20 | 10 | 9 | 6
|  | Turkey | No. | 5 | 67 | 47 | 20 | 0 | 0 | 0 | Actuals 2016: 60; Actuals 2017: 65; Actuals 2018: 67; Development based on expected additions - retirement announcements 2019: 72; Development based on expected additions - retirement announcements 2020: 72 | [6 empty] | 5 | 2 | 5 | 0 | 0 | [6 empty] | 0 | 0 | 0 | 0 | 0
|  | Western Balkans | No. | 0 | 37 | 37 | 0 | 0 | 0 | 3 | Actuals 2016: 36; Actuals 2017: 37; Actuals 2018: 37; Development based on expected additions - retirement announcements 2019: 37; Development based on expected additions - retirement announcements 2020: 37 | [6 empty] | 1 | 0 | 0 | 0 | 0 | [6 empty] | 0 | 0 | 0 | 0 | 0
2. Split By Country
EU Countries
|  | Austria | No. | 0 | 2 | 0 | 2 | 2 | 1 | 7 | 7 | 6 | 4 | 4 | 4 | 4 | 3 | 2 | 2 | 2 | 2 | 0 | 0 | 0 | 0 | 0 | 0 | 0 | 0 | 0 | 0 | 0 | 1 | 2 | 0 | 0 | 0 | 1 | 1 | 0 | 0 | 0 | 1
|  | Belgium | No. | 0 | 0 | 0 | 0 | 0 | 2 | 13 | 7 | 5 | 5 | 5 | 2 | 2 | 2 | 0 | 0 | 0 | 0 | 0 | 0 | 0 | 0 | 0 | 0 | 0 | 0 | 0 | 0 | 0 | 2 | 0 | 0 | 3 | 0 | 0 | 2 | 0 | 0 | 0 | 0
|  | Bulgaria | No. | 0 | 36 | 27 | 9 | 0 | 0 | 8 | 39 | 39 | 41 | 41 | 40 | 39 | 35 | 35 | 36 | 36 | 36 | 0 | 2 | 0 | 0 | 0 | 0 | 0 | 1 | 0 | 0 | 0 | 0 | 0 | 0 | 1 | 1 | 4 | 0 | 0 | 0 | 0 | 0
|  | Croatia | No. | 0 | 2 | 0 | 2 | 1 | 0 | 0 | 2 | 2 | 2 | 2 | 2 | 2 | 2 | 2 | 1 | 1 | 1 | 0 | 0 | 0 | 0 | 0 | 0 | 0 | 0 | 0 | 0 | 0 | 0 | 0 | 0 | 0 | 0 | 0 | 0 | 1 | 0 | 0 | 0
|  | Czech Republic | No. | 1 | 112 | 92 | 20 | 0 | 2 | 6 | 116 | 116 | 115 | 115 | 115 | 114 | 114 | 112 | 112 | 112 | 113 | 0 | 0 | 0 | 0 | 1 | 0 | 0 | 0 | 0 | 1 | 0 | 0 | 1 | 0 | 0 | 2 | 0 | 2 | 0 | 0 | 0 | 0
|  | Denmark | No. | 0 | 8 | 0 | 8 | 4 | 4 | 7 | 14 | 13 | 13 | 12 | 12 | 12 | 12 | 8 | 8 | 8 | 8 | 0 | 0 | 0 | 0 | 0 | 0 | 0 | 0 | 0 | 0 | 0 | 1 | 0 | 1 | 0 | 0 | 0 | 4 | 0 | 0 | 0 | 0
|  | Finland | No. | 0 | 12 | 0 | 12 | 3 | 2 | 8 | 19 | 19 | 19 | 19 | 18 | 14 | 14 | 14 | 12 | 12 | 11 | 0 | 0 | 0 | 0 | 0 | 0 | 0 | 0 | 0 | 0 | 0 | 0 | 0 | 0 | 1 | 4 | 0 | 0 | 2 | 0 | 1 | 0
|  | France | No. | 0 | 8 | 0 | 8 | 0 | 0 | 17 | 23 | 23 | 24 | 24 | 19 | 18 | 8 | 8 | 8 | 8 | 8 | 0 | 1 | 0 | 0 | 0 | 0 | 0 | 0 | 0 | 0 | 0 | 0 | 0 | 0 | 5 | 1 | 10 | 0 | 0 | 0 | 0 | 0
|  | Germany | No. | 1 | 131 | 48 | 83 | 20 | 16 | 65 | 178 | 179 | 174 | 157 | 153 | 148 | 147 | 143 | 134 | 131 | 130 | 1 | 0 | 3 | 2 | 2 | 5 | 0 | 0 | 0 | 0 | 1 | 0 | 5 | 20 | 6 | 7 | 6 | 4 | 9 | 3 | 1 | 1
|  | Greece | No. | 1 | 14 | 14 | 0 | 0 | 3 | 8 | 22 | 21 | 19 | 19 | 17 | 17 | 17 | 14 | 14 | 14 | 15 | 0 | 0 | 0 | 0 | 0 | 0 | 0 | 0 | 0 | 1 | 0 | 1 | 2 | 0 | 2 | 0 | 0 | 3 | 0 | 0 | 0 | 0
|  | Hungary | No. | 0 | 9 | 5 | 4 | 0 | 0 | 13 | 19 | 19 | 11 | 9 | 9 | 9 | 9 | 9 | 9 | 9 | 9 | 0 | 0 | 0 | 0 | 0 | 0 | 0 | 0 | 0 | 0 | 0 | 0 | 8 | 2 | 0 | 0 | 0 | 0 | 0 | 0 | 0 | 0
|  | Ireland | No. | 0 | 3 | 0 | 3 | 0 | 0 | 0 | 3 | 3 | 3 | 3 | 3 | 3 | 3 | 3 | 3 | 3 | 3 | 0 | 0 | 0 | 0 | 0 | 0 | 0 | 0 | 0 | 0 | 0 | 0 | 0 | 0 | 0 | 0 | 0 | 0 | 0 | 0 | 0 | 0
|  | Italy | No. | 0 | 23 | 0 | 23 | 0 | 3 | 7 | 28 | 30 | 30 | 30 | 30 | 28 | 26 | 24 | 23 | 23 | 23 | 2 | 0 | 0 | 0 | 0 | 0 | 0 | 0 | 0 | 0 | 0 | 0 | 0 | 0 | 0 | 2 | 2 | 2 | 1 | 0 | 0 | 0
|  | Netherlands | No. | 0 | 6 | 0 | 6 | 0 | 2 | 5 | 7 | 7 | 7 | 7 | 7 | 7 | 7 | 8 | 6 | 6 | 6 | 0 | 0 | 0 | 0 | 0 | 3 | 1 | 0 | 0 | 0 | 0 | 0 | 0 | 0 | 0 | 0 | 3 | 0 | 2 | 0 | 0 | 0
|  | Poland | No. | 5 | 157 | 30 | 127 | 8 | 7 | 35 | 183 | 183 | 183 | 177 | 174 | 172 | 162 | 161 | 157 | 159 | 156 | 1 | 1 | 0 | 1 | 0 | 0 | 1 | 1 | 2 | 3 | 0 | 1 | 1 | 6 | 4 | 2 | 10 | 2 | 5 | 0 | 6 | 2
|  | Portugal | No. | 0 | 6 | 0 | 6 | 0 | 0 | 0 | 6 | 6 | 6 | 6 | 6 | 6 | 6 | 6 | 6 | 6 | 6 | 0 | 0 | 0 | 0 | 0 | 0 | 0 | 0 | 0 | 0 | 0 | 0 | 0 | 0 | 0 | 0 | 0 | 0 | 0 | 0 | 0 | 0
|  | Romania | No. | 0 | 28 | 21 | 7 | 0 | 0 | 18 | 41 | 40 | 40 | 39 | 38 | 38 | 28 | 28 | 28 | 28 | 28 | 0 | 0 | 0 | 0 | 0 | 0 | 0 | 0 | 0 | 0 | 0 | 1 | 0 | 1 | 1 | 0 | 10 | 0 | 0 | 0 | 0 | 0
|  | Slovakia | No. | 0 | 12 | 8 | 4 | 3 | 0 | 7 | 17 | 15 | 15 | 15 | 14 | 14 | 12 | 12 | 12 | 12 | 11 | 0 | 0 | 0 | 0 | 0 | 0 | 0 | 0 | 0 | 0 | 0 | 2 | 0 | 0 | 1 | 0 | 2 | 0 | 0 | 0 | 1 | 2
|  | Slovenia | No. | 0 | 5 | 4 | 1 | 0 | 2 | 8 | 11 | 10 | 10 | 10 | 7 | 6 | 7 | 7 | 7 | 5 | 5 | 0 | 0 | 0 | 0 | 0 | 1 | 0 | 0 | 0 | 0 | 0 | 1 | 0 | 0 | 3 | 1 | 0 | 0 | 0 | 2 | 0 | 0
|  | Spain | No. | 0 | 30 | 3 | 27 | 0 | 2 | 16 | 42 | 42 | 41 | 34 | 33 | 33 | 32 | 30 | 30 | 30 | 30 | 0 | 0 | 0 | 0 | 0 | 0 | 0 | 0 | 0 | 0 | 0 | 0 | 1 | 7 | 1 | 0 | 1 | 2 | 0 | 0 | 0 | 0
|  | Sweden | No. | 0 | 1 | 0 | 1 | 1 | 0 | 0 | [11 empty] | 0 | 0 | 0 | 0 | 0 | 0 | 0 | 0 | 0 | 0 | 0 | 0 | 0 | 0 | 0 | 0 | 0 | 0 | 0 | 0 | 0 | 0 | bar: Actuals 2010 to Development based on expected additions - retirement announcements 2020
|  | United Kingdom | No. | 0 | 30 | 0 | 30 | 5 | 9 | 34 | 64 | 64 | 59 | 55 | 46 | 42 | 39 | 30 | 30 | 25 | 25 | 0 | 0 | 0 | 0 | 0 | 0 | 0 | 0 | 0 | 0 | 0 | 0 | 5 | 4 | 9 | 4 | 3 | 9 | 0 | 5 | 0 | 0
| Western Balkans | [20 empty] | 0 | 0 | 0 | 0 | 0 | 0 | 0 | 0 | 0 | 0 | 0
|  | Albania | No. | 0 | 0 | 0 | 0 | 0 | 0 | 0 | Actuals 2016: 0; Actuals 2017: 0; Actuals 2018: 0; Development based on expected additions - retirement announcements 2019: 0; Development based on expected additions - retirement announcements 2020: 0 | [6 empty] | 0 | 0 | 0 | 0 | 0 | [6 empty] | 0 | 0 | 0 | 0 | 0
|  | Bosnia & Herzegovina | No. | 0 | 10 | 10 | 0 | 0 | 0 | 0 | Actuals 2016: 9; Actuals 2017: 10; Actuals 2018: 10; Development based on expected additions - retirement announcements 2019: 10; Development based on expected additions - retirement announcements 2020: 10 | [6 empty] | 1 | 0 | 0 | 0 | 0 | [6 empty] | 0 | 0 | 0 | 0 | 0
|  | Kosovo | No. | 0 | 5 | 5 | 0 | 0 | 0 | 2 | Actuals 2016: 5; Actuals 2017: 5; Actuals 2018: 5; Development based on expected additions - retirement announcements 2019: 5; Development based on expected additions - retirement announcements 2020: 5 | [6 empty] | 0 | 0 | 0 | 0 | 0 | [6 empty] | 0 | 0 | 0 | 0 | 0
|  | Macedonia, Former Yugoslav Republic of | No. | 0 | 4 | 4 | 0 | 0 | 0 | 0 | Actuals 2016: 4; Actuals 2017: 4; Actuals 2018: 4; Development based on expected additions - retirement announcements 2019: 4; Development based on expected additions - retirement announcements 2020: 4 | [6 empty] | 0 | 0 | 0 | 0 | 0 | [6 empty] | 0 | 0 | 0 | 0 | 0
|  | Montenegro | No. | 0 | 1 | 1 | 0 | 0 | 0 | 0 | [17 empty] | 0 | 0 | 0 | 0 | 0 | [6 empty] | 0 | 0 | 0 | 0 | 0 | bar: Actuals 2016 to Development based on expected additions - retirement announcements 2020
|  | Serbia | No. | 0 | 17 | 17 | 0 | 0 | 0 | 1 | Actuals 2016: 17; Actuals 2017: 17; Actuals 2018: 17; Development based on expected additions - retirement announcements 2019: 17; Development based on expected additions - retirement announcements 2020: 17 | [6 empty] | 0 | 0 | 0 | 0 | 0 | [6 empty] | 0 | 0 | 0 | 0 | 0
| Turkey | [26 empty] | 0 | 0 | 0 | 0 | 0
|  | Turkey | No. | 5 | 67 | 47 | 20 | 0 | 0 | 0 | Actuals 2016: 60; Actuals 2017: 65; Actuals 2018: 67; Development based on expected additions - retirement announcements 2019: 72; Development based on expected additions - retirement announcements 2020: 72 | [6 empty] | 5 | 2 | 5 | 0 | 0 | [6 empty] | 0 | 0 | 0 | 0 | 0
3. Split By Company (values before 2016: EU only)
|  | RWE | No. | 0 | 37 | 23 | 14 | 5 | 3 | 33 | 63 | 63 | 55 | 45 | 41 | 42 | 40 | 39 | 37 | 37 | 37 | 0 | 0 | 2 | 0 | 1 | 4 | 0 | 0 | 0 | 0 | 0 | 0 | 8 | 12 | 4 | 0 | 6 | 1 | 2 | 0 | 0 | 0
|  | Enel | No. | 0 | 16 | 0 | 16 | 0 | 1 | 5 | 19 | 21 | 21 | 21 | 21 | 19 | 17 | 17 | 16 | 16 | 16 | 2 | 0 | 0 | 0 | 0 | 0 | 0 | 0 | 0 | 0 | 0 | 0 | 0 | 0 | 0 | 2 | 2 | 0 | 1 | 0 | 0 | 0
|  | EPH | No. | 0 | 38 | 31 | 7 | 7 | 0 | 4 | 41 | 41 | 41 | 42 | 41 | 41 | 38 | 38 | 38 | 34 | 34 | 0 | 0 | 1 | 0 | 0 | 0 | 0 | 0 | 0 | 0 | 0 | 0 | 0 | 0 | 1 | 0 | 3 | 0 | 0 | 4 | 0 | 1
|  | PGE | No. | 3 | 59 | 19 | 40 | 5 | 0 | 9 | 67 | 66 | 67 | 65 | 63 | 62 | 59 | 59 | 59 | 60 | 59 | 0 | 1 | 0 | 0 | 0 | 0 | 0 | 0 | 1 | 2 | 0 | 1 | 0 | 2 | 2 | 1 | 3 | 0 | 0 | 0 | 3 | 2
|  | EDF | No. | 0 | 11 | 0 | 11 | 0 | 0 | 11 | 21 | 21 | 21 | 21 | 17 | 16 | 11 | 11 | 11 | 11 | 11 | 0 | 0 | 0 | 0 | 0 | 0 | 0 | 0 | 0 | 0 | 0 | 0 | 0 | 0 | 4 | 1 | 5 | 0 | 0 | 0 | 0 | 0
|  | Uniper | No. | 1 | 16 | 2 | 14 | 1 | 4 | 34 | 46 | 46 | 43 | 35 | 28 | 24 | 19 | 18 | 16 | 16 | 15 | 0 | 0 | 0 | 0 | 0 | 0 | 1 | 0 | 0 | 0 | 1 | 0 | 3 | 8 | 7 | 4 | 5 | 2 | 2 | 0 | 1 | 0
|  | STEAG | No. | 0 | 11 | 0 | 11 | 0 | 5 | 7 | 17 | 17 | 17 | 17 | 18 | 16 | 16 | 16 | 11 | 11 | 11 | 0 | 0 | 0 | 1 | 0 | 0 | 0 | 0 | 0 | 0 | 0 | 0 | 0 | 0 | 0 | 2 | 0 | 0 | 5 | 0 | 0 | 0
|  | CEZ | No. | 1 | 56 | 42 | 14 | 0 | 2 | 4 | 58 | 58 | 58 | 58 | 58 | 58 | 58 | 56 | 56 | 56 | 57 | 0 | 0 | 0 | 0 | 0 | 0 | 0 | 0 | 0 | 1 | 0 | 0 | 0 | 0 | 0 | 0 | 0 | 2 | 0 | 0 | 0 | 0
|  | Engie | No. | 0 | 5 | 0 | 5 | 0 | 4 | 16 | 13 | 11 | 11 | 11 | 8 | 8 | 9 | 5 | 5 | 5 | 5 | 0 | 0 | 0 | 0 | 0 | 2 | 0 | 0 | 0 | 0 | 0 | 2 | 0 | 0 | 3 | 0 | 1 | 4 | 0 | 0 | 0 | 0
|  | EnBW | No. | 0 | 18 | 0 | 18 | 0 | 0 | 0 | 17 | 17 | 17 | 17 | 17 | 18 | 18 | 18 | 18 | 18 | 18 | 0 | 0 | 0 | 0 | 1 | 0 | 0 | 0 | 0 | 0 | 0 | 0 | 0 | 0 | 0 | 0 | 0 | 0 | 0 | 0 | 0 | 0
|  | Vattenfall | No. | 0 | 10 | 0 | 10 | 4 | 1 | 1 | 9 | 9 | 9 | 9 | 9 | 9 | 11 | 11 | 10 | 10 | 10 | 0 | 0 | 0 | 0 | 0 | 2 | 0 | 0 | 0 | 0 | 0 | 0 | 0 | 0 | 0 | 0 | 0 | 0 | 1 | 0 | 0 | 0
|  | PPC | No. | 1 | 14 | 14 | 0 | 0 | 3 | 8 | 22 | 21 | 19 | 19 | 17 | 17 | 17 | 14 | 14 | 14 | 15 | 0 | 0 | 0 | 0 | 0 | 0 | 0 | 0 | 0 | 1 | 0 | 1 | 2 | 0 | 2 | 0 | 0 | 3 | 0 | 0 | 0 | 0
|  | Tauron | No. | 1 | 30 | 0 | 30 | 3 | 2 | 9 | 35 | 35 | 35 | 34 | 33 | 32 | 31 | 30 | 30 | 30 | 28 | 0 | 0 | 0 | 1 | 0 | 0 | 1 | 0 | 0 | 1 | 0 | 0 | 0 | 1 | 2 | 1 | 1 | 2 | 0 | 0 | 3 | 0
|  | EPS- Elektroprivreda Srbije | No. | 0 | 17 | 17 | 0 | 0 | 0 | 1 | 17 | 17 | 17 | 17 | 17 | 17 | 17 | 17 | 17 | 17 | 17 | 0 | 0 | 0 | 0 | 0 | 0 | 0 | 0 | 0 | 0 | 0 | 0 | 0 | 0 | 0 | 0 | 0 | 0 | 0 | 0 | 0 | 0
|  | CE Oltenia SA | No. | 0 | 14 | 14 | 0 | 0 | 0 | 1 | 14 | 14 | 14 | 14 | 14 | 14 | 14 | 14 | 14 | 14 | 14 | 0 | 0 | 0 | 0 | 0 | 0 | 0 | 0 | 0 | 0 | 0 | 0 | 0 | 0 | 0 | 0 | 0 | 0 | 0 | 0 | 0 | 0
|  | EÜAŞ | No. | 0 | 10 | 10 | 0 | 0 | 0 | 0 | 10 | 10 | 10 | 10 | 10 | 10 | 10 | 10 | 10 | 10 | 10 | 0 | 0 | 0 | 0 | 0 | 0 | 0 | 0 | 0 | 0 | 0 | 0 | 0 | 0 | 0 | 0 | 0 | 0 | 0 | 0 | 0 | 0
|  | Iberdrola | No. | 0 | 3 | 0 | 3 | 0 | 4 | 11 | 14 | 14 | 14 | 11 | 7 | 7 | 7 | 3 | 3 | 3 | 3 | 0 | 0 | 0 | 0 | 0 | 0 | 0 | 0 | 0 | 0 | 0 | 0 | 0 | 3 | 4 | 0 | 0 | 4 | 0 | 0 | 0 | 0
|  | SSE | No. | 0 | 4 | 0 | 4 | 0 | 2 | 4 | 8 | 8 | 8 | 8 | 8 | 6 | 6 | 4 | 4 | 4 | 4 | 0 | 0 | 0 | 0 | 0 | 0 | 0 | 0 | 0 | 0 | 0 | 0 | 0 | 0 | 0 | 2 | 0 | 2 | 0 | 0 | 0 | 0
|  | ENEA | No. | 0 | 20 | 0 | 20 | 0 | 0 | 2 | 21 | 21 | 20 | 19 | 19 | 19 | 19 | 19 | 20 | 20 | 20 | 0 | 0 | 0 | 0 | 0 | 0 | 0 | 1 | 0 | 0 | 0 | 0 | 1 | 1 | 0 | 0 | 0 | 0 | 0 | 0 | 0 | 0
|  | Drax Power plc | No. | 0 | 3 | 0 | 3 | 1 | 1 | 3 | 6 | 6 | 6 | 6 | 5 | 4 | 4 | 3 | 3 | 2 | 2 | 0 | 0 | 0 | 0 | 0 | 0 | 0 | 0 | 0 | 0 | 0 | 0 | 0 | 0 | 1 | 1 | 0 | 1 | 0 | 1 | 0 | 0
|  | EDP | No. | 0 | 4 | 0 | 4 | 0 | 0 | 0 | 4 | 4 | 4 | 4 | 4 | 4 | 4 | 4 | 4 | 4 | 4 | 0 | 0 | 0 | 0 | 0 | 0 | 0 | 0 | 0 | 0 | 0 | 0 | 0 | 0 | 0 | 0 | 0 | 0 | 0 | 0 | 0 | 0
|  | Orsted | No. | 0 | 4 | 0 | 4 | 4 | 3 | 5 | 8 | 8 | 8 | 7 | 7 | 7 | 7 | 4 | 4 | 4 | 4 | 0 | 0 | 0 | 0 | 0 | 0 | 0 | 0 | 0 | 0 | 0 | 0 | 0 | 1 | 0 | 0 | 0 | 3 | 0 | 0 | 0 | 0
|  | ZEPAK | No. | 0 | 11 | 11 | 0 | 0 | 5 | 5 | 16 | 16 | 16 | 16 | 16 | 16 | 16 | 16 | 11 | 11 | 11 | 0 | 0 | 0 | 0 | 0 | 0 | 0 | 0 | 0 | 0 | 0 | 0 | 0 | 0 | 0 | 0 | 0 | 0 | 5 | 0 | 0 | 0
|  | Gas Natural Fenosa | No. | 0 | 0 | 0 | 0 | 0 | 0 | 0 | 0 | 0 | 0 | 0 | 0 | 0 | 0 | 0 | 0 | 0 | 0 | 0 | 0 | 0 | 0 | 0 | 0 | 0 | 0 | 0 | 0 | 0 | 0 | 0 | 0 | 0 | 0 | 0 | 0 | 0 | 0 | 0 | 0
|  | Içdaş | No. | 0 | 5 | 0 | 5 | 0 | 0 | 0 | 3 | 3 | 4 | 4 | 4 | 5 | 5 | 5 | 5 | 5 | 5 | 0 | 1 | 0 | 0 | 1 | 0 | 0 | 0 | 0 | 0 | 0 | 0 | 0 | 0 | 0 | 0 | 0 | 0 | 0 | 0 | 0 | 0
|  | Bulgarian Energy Holding (BEH) | No. | 0 | 8 | 8 | 0 | 0 | 0 | 0 | 8 | 8 | 8 | 8 | 8 | 8 | 8 | 8 | 8 | 8 | 8 | 0 | 0 | 0 | 0 | 0 | 0 | 0 | 0 | 0 | 0 | 0 | 0 | 0 | 0 | 0 | 0 | 0 | 0 | 0 | 0 | 0 | 0
|  | Konya Şeker | No. | 0 | 9 | 9 | 0 | 0 | 0 | 0 | 9 | 9 | 9 | 9 | 9 | 9 | 9 | 9 | 9 | 9 | 9 | 0 | 0 | 0 | 0 | 0 | 0 | 0 | 0 | 0 | 0 | 0 | 0 | 0 | 0 | 0 | 0 | 0 | 0 | 0 | 0 | 0 | 0
|  | Fortum | No. | 1 | 12 | 0 | 12 | 1 | 0 | 4 | 15 | 16 | 16 | 16 | 16 | 12 | 12 | 12 | 12 | 13 | 13 | 1 | 0 | 0 | 0 | 0 | 0 | 0 | 0 | 1 | 0 | 0 | 0 | 0 | 0 | 0 | 4 | 0 | 0 | 0 | 0 | 0 | 0
|  | Eren | No. | 0 | 5 | 0 | 5 | 0 | 0 | 0 | 0 | 3 | 3 | 3 | 3 | 3 | 3 | 5 | 5 | 5 | 5 | 3 | 0 | 0 | 0 | 0 | 0 | 2 | 0 | 0 | 0 | 0 | 0 | 0 | 0 | 0 | 0 | 0 | 0 | 0 | 0 | 0 | 0
|  | HSE | No. | 0 | 2 | 2 | 0 | 0 | 2 | 8 | 8 | 7 | 7 | 7 | 4 | 3 | 4 | 4 | 4 | 2 | 2 | 0 | 0 | 0 | 0 | 0 | 1 | 0 | 0 | 0 | 0 | 0 | 1 | 0 | 0 | 3 | 1 | 0 | 0 | 0 | 2 | 0 | 0
|  | Diler Holding | No. | 0 | 2 | 0 | 2 | 0 | 0 | 0 | 0 | 0 | 0 | 0 | 0 | 2 | 2 | 2 | 2 | 2 | 2 | 0 | 0 | 0 | 0 | 2 | 0 | 0 | 0 | 0 | 0 | 0 | 0 | 0 | 0 | 0 | 0 | 0 | 0 | 0 | 0 | 0 | 0
|  | KEK | No. | 0 | 5 | 5 | 0 | 0 | 0 | 2 | 6 | 5 | 5 | 5 | 5 | 5 | 5 | 5 | 5 | 5 | 5 | 0 | 0 | 0 | 0 | 0 | 0 | 0 | 0 | 0 | 0 | 0 | 1 | 0 | 0 | 0 | 0 | 0 | 0 | 0 | 0 | 0 | 0
|  | Other | No. | 5 | 280 | 129 | 151 | 16 | 13 | 98 | Actuals 2016: 286; Actuals 2017: 283; Actuals 2018: 282; Development based on expected additions - retirement announcements 2019: 284; Development based on expected additions - retirement announcements 2020: 282 | [6 empty] | 4 | 3 | 5 | 0 | 0 | [6 empty] | 7 | 4 | 3 | 2 | 3

## Plant
Plant Data | [17 empty] | CO2 emissions (EU only) | [12 empty] | SO2 emissions | [6 empty] | NOx emissions | [6 empty] | PM10 (dust) emissions | [6 empty] | Data source IDs |  |  | Health impact in 2015 (modelled)
EBC plant ID | Plant name | Country | Region | Fuel type | Owner | Latitude | Longitude | Commissioning year of first unit | (Announced) Retirement year of last unit | Date of retirement announcement | Covered by country phase-out? [if yes: phase-out year] | Plant status (gross) | Plant status (detailled) | Coal units open | Coal units under construction | Coal capacity open | Coal capacity under construction | 2005 | 2006 | 2007 | 2008 | 2009 | 2010 | 2011 | 2012 | 2013 | 2014 | 2015 | 2016 | 2017 | 2010 | 2011 | 2012 | 2013 | 2014 | 2015 | 2016 | 2010 | 2011 | 2012 | 2013 | 2014 | 2015 | 2016 | 2010 | 2011 | 2012 | 2013 | 2014 | 2015 | 2016 | EUTL_ID (2017) | LCP-D_ID (2016) | EPRTR_ID (2016) | Premature deaths | Chronic bronchitis (adults only) | Hospital admissions | Lost working days | Asthma attacks in children | Health costs, median | Health costs, high
[14 empty] | No. | No. | MW_el_gross | MW_el_gross | [13 empty] | t | t | t | t | t | t | t | t | t | t | t | t | t | t | t | t | t | t | t | t | t |  |  |  | No. | No. | No. | No. | No. | Euro2015 | Euro2015 | bar: CO2 emissions (EU only) 2005 to CO2 emissions (EU only) 2017
European Coal Plant Database (status: 17 Sep 2018) | [17 empty] | CO2 emissions (EU only) 2005: EUTL | LCPD/EPRTR | [6 empty] | LCPD/EPRTR | [6 empty] | LCPD/EPRTR | [9 empty] | Modelled as described (cf. readme sheet)
AT-7 | St Andrae | Austria | EU | Lignite | Verbund | 46.75 | 14.8167 | 1996 | 2011 |  | no | Retired or fuel switch | retired | 0 | 0 | 0 | 0 | CO2 emissions (EU only) 2005: 1544; CO2 emissions (EU only) 2006: 853; CO2 emissions (EU only) 2007: 4; CO2 emissions (EU only) 2008: 14 | [21 empty] | AT 96
AT-8 | Riedersbach | Austria | EU | Hard coal | Energie AG | 48.0333 | 12.8333 | 1969 | 2016 |  | no | Retired or fuel switch | retired | 0 | 0 | 0 | 0 | 707404 | 730870 | 585664 | 730397 | 342118 | 310019 | 253226 | 208067 | 206401 | 236873 | 270681 | 203045 | 7775 | [21 empty] | AT 79
AT-9 | Timelkam | Austria | EU | Hard coal | Verbund | 48.0108 | 13.5891 | 1962 | 2008 |  | no | Retired or fuel switch | retired | 0 | 0 | 0 | 0 | 400312 | 293380 | 359929 | 275955 | 357130 | 589725 | 563986 | 200232 | 53674 | 23514 | 185823 | 227401 | 362881 | [7 empty] | 153 | 128 | 42 | 7 | 1 | 49 | [8 empty] | AT 80; AT 76; AT 149 | AT0001 |  | 0.343 | 0.151 | 0.316 | 81.845 | 6.461 | 481419.828 | 927564.892
AT-10 | Voitsberg | Austria | EU | Lignite | Verbund | 47.0475 | 15.1603 | 1983 | 2006 |  | no | Retired or fuel switch | retired | 0 | 0 | 0 | 0 | CO2 emissions (EU only) 2009: 527; CO2 emissions (EU only) 2010: 428; CO2 emissions (EU only) 2011: 176; CO2 emissions (EU only) 2012: 219 | [21 empty] | AT 233
AT-11 | Mellach | Austria | EU | Hard coal | Verbund | 46.9117 | 15.4883 | 1986 | 2020 | 2017-10-17 | no | Open | operational | 1 | 0 | 246 | 0 | 1021252 | 1122765 | 1188241 | 1221750 | 1038959 | 1115073 | 1143992 | 1099747 | 903244 | 852887 | 869484 | 772576 | 809346 | 62 | 46 | 1 | 13 | 2 |  |  | 71 | 44 | 118 | 59 | 20 | 74 | 0 | 3 | 2 | 0 | 0 | 0 |  |  | AT 99 | AT0040 | 5943 | 1.094 | 0.626 | 1.461 | 267.788 | 26.346 | 1632665.557 | 3056765.344
AT-12 | Duernrohr | Austria | EU | Hard coal | EVN | 48.3261 | 15.9233 | 1987 | 2025 |  | no | Open | operational | 1 | 0 | 352 | 0 | 2782689 | 2962180 | 2964533 | 2403723 | 1650931 | 2480752 | 2888611 | 2179720 | 2223583 | 1237027 | 1219600 | 643403 | 565981 | 498 | 531 | 456 | 448 | 249 | 289 | 141.96 | 1366 | 1563 | 1169 | 1160 | 643 | 606 | 335.06 | 155 | 164 | 139 | 144 | 78 | 62 | 27.71 | AT 94; AT 135 | AT0084 |  | 8.859 | 4.399 | 5.684 | 2632.944 | 183.045 | 12825701.231 | 24364542.692
BA-1 | Gacko | Bosnia & Herzegovina | Western Balkans | Lignite | Elektroprivreda Republike Srpske (MH ERS) | 43.1721 | 18.5116 | 1983 |  |  | no | Open | operational | 1 | 0 | 300 | 0 | [18 empty] | 15964.71 | 22620 | [5 empty] | 3399.9 | 5627 | [5 empty] | 4369 | 4125
BA-2 | Kakanj | Bosnia & Herzegovina | Western Balkans | Lignite | EPBiH | 44.0896 | 18.1139 | 1969 |  |  | no | Open | operational | 3 | 0 | 450 | 0 | [18 empty] | 63274 | 75410 | [5 empty] | 6156 | 7385 | [5 empty] | 688 | 688
BA-3 | Stanari | Bosnia & Herzegovina | Western Balkans | Lignite | EFT | 44.7593 | 17.8232 | 2016 |  |  | no | Open | operational | 1 | 0 | 300 | 0 | [19 empty] | 1268 | [6 empty] | 1249
BA-4 | Tuzla | Bosnia & Herzegovina | Western Balkans | Lignite | EPBiH | 44.521 | 18.6064 | 1966 |  |  | no | Open | operational | 4 | 0 | 723 | 0 | [18 empty] | 61896 | 53156 | [5 empty] | 5752 | 4057 | [5 empty] | 966 | 966
BA-5 | Ugljevik | Bosnia & Herzegovina | Western Balkans | Lignite | Elektroprivreda Republike Srpske (MH ERS) | 44.6822 | 18.9674 | 1985 |  |  | no | Open | operational | 1 | 0 | 300 | 0 | [18 empty] | 139929.15 | 127524 | [5 empty] | 3843.36 | 3723 | [5 empty] | 2483 | 2549
BE-10 | Awirs | Belgium | EU | Hard coal | Engie | 50.5864 | 5.4226 | 1967 | 2006 |  | no | Retired or fuel switch | no longer coal | 0 | 0 | 0 | 0 | [13 empty] | 3 | 11 | 11 | 13 | 8 | 9 |  | 413 | 253 | 295 | 242 | 83 | 187 |  | 26 | 23 | 20 | 33 | 9 | 28 |  |  | BE0014; BE0015 |  | 2.775 | 1.042 | 1.223 | 457.165 | 45.189 | 3843588.378 | 7456193.344
BE-12 | Genk-Langerlo | Belgium | EU | Hard coal | Uniper | 50.9368 | 5.4927 | 1975 | 2016 |  | no | Retired or fuel switch | retired | 0 | 0 | 0 | 0 | 2423106 | 2177699 | 2269168 | 2064610 | 2117115 | 2101537 | 1819101 | 2121928 | 2361305 | 1881200 | 1904278 | 291010 |  | 659 | 594 | 850 | 965 | 576 | 582 | 98.28 | 1335 | 1195 | 1305 | 1506 | 1283 | 1214 | 243.169 | 56 | 39 | 24 | 22 | 36 | 27 | 4.2828 | BE 72 | BE0023; BE0022; BE0025; BE0024 | 14830 | 25.591 | 11.123 | 10.893 | 7665.146 | 501.131 | 36375550.211 | 69686314.874
BE-19 | Ruien | Belgium | EU | Hard coal | Engie | 50.7834 | 3.4884 | 1966 | 2013 |  | no | Retired or fuel switch | retired | 0 | 0 | 0 | 0 | 2770775 | 2310547 | 2362930 | 1862809 | 2278717 | 1773338 | 1338058 | 851970 | 255881 |  |  |  |  | 315 | 304 | 215 | 54 |  |  |  | 589 | 659 | 479 | 179 |  |  |  | 29 | 40 | 26 | 6 |  |  |  | BE 75 | BE0034; BE0032
BE-22 | Mol | Belgium | EU | Hard coal | Engie | 51.223 | 5.1102 | 1963 | 2010 |  | no | Retired or fuel switch | retired | 0 | 0 | 0 | 0 | CO2 emissions (EU only) 2005: 1209419; CO2 emissions (EU only) 2006: 953190; CO2 emissions (EU only) 2007: 976785; CO2 emissions (EU only) 2008: 572946; CO2 emissions (EU only) 2009: 285561; CO2 emissions (EU only) 2010: 161789; CO2 emissions (EU only) 2011: 1491 | [21 empty] | BE 73
BE-23 | Monceau-Sur-Sambre | Belgium | EU | Hard coal | Engie | 50.4034 | 4.3844 | 1949 | 2006 |  | no | Retired or fuel switch | retired | 0 | 0 | 0 | 0 | CO2 emissions (EU only) 2005: 1260520; CO2 emissions (EU only) 2006: 951257; CO2 emissions (EU only) 2007: 337 | [21 empty] | BE 88
BE-27 | Amercoeur | Belgium | EU | Hard coal | Engie | 50.431 | 4.3955 | 1968 | 2009 |  | no | Retired or fuel switch | retired | 0 | 0 | 0 | 0 | 610146 | 573657 | 416837 | 371719 | 780441 | 817864 | 652747 | 761964 | 737653 | 967566 | 887735 | 945263 | 836782 |  |  |  | 4 | 43 | 34 |  | 312 | 289 | 401 | 295 | 449 | 402 |  | 0 | 0 | 0 | 3 | 3 | 12 |  | BE 84 | BE0013 |  | 5.408 | 1.937 | 2.424 | 1110.675 | 87.771 | 7455461.014 | 14494556.333
BG-2 | Deven | Bulgaria | EU | Hard coal | Solvay | 43.1974 | 27.6329 | 2009 |  |  | no | Open | operational | 2 | 0 | 174 | 0 |  |  | 1622014 | 1508045 | 925045 | 1465565 | 1596833 | 1612604 | 1526718 | 1685183 | 1455781 | 1351671 | 1366670 | 4237 | 3653 | 2004 | 1923 | 2199 | 1833 | 2873 | 3478 | 3849 | 3014 | 3134 | 3798 | 3267 | 4032 | 148 | 185 | 249 | 232 | 241 | 205 | 260 | BG 6 | BG0008 | 15810 | 55.921 | 26.245 | 62.76 | 11775.284 | 1261.929 | 83592644.311 | 156542832.848
BG-3 | Maritsa 3 | Bulgaria | EU | Lignite | Topgrup EOOD / Draft EOOD | 42.052 | 25.6232 | 1971 |  |  | no | Open | operational | 1 | 0 | 120 | 0 |  |  | 882507 | 728330 | 761765 | 631152 | 234499 | 138659 | 694780 | 479816 | 20014 | 55586 | 42704 |  |  | 141 | 977 | 770 | 29 | 402 |  |  | 67 | 449 | 351 | 14 | 36 |  |  | 3 | 20 | 16 | 1 | 2 | BG 31 | BG0013 | 15874 | 0.484 | 0.233 | 0.363 | 121.072 | 11.498 | 723944.722 | 1355599.582
BG-4 | Bobov Dol | Bulgaria | EU | Lignite | Consortium Energia MK | 42.2852 | 23.0344 | 1973 |  |  | no | Open | operational | 3 | 0 | 630 | 0 |  |  | 2912575 | 2580355 | 2139721 | 2380540 | 2829204 | 1717912 | 2030790 | 2301350 | 2458329 | 2582966 | 2149179 | 52560 | 66364 | 55500 | 39819 | 35322 | 1103 | 1484 | 7066 | 8362 | 4578 | 3519 | 2971 | 1355 | 1323 | 2303 | 2476 | 2820 | 2713 | 1706 | 90 | 102 | BG 11 | BG0005 | 15872 | 27.18 | 12.853 | 27.563 | 6028.438 | 622.558 | 40632264.303 | 76090132.379
BG-5 | Varna | Bulgaria | EU | Hard coal | Sigda OOD | 43.1948 | 27.7655 | 1968 | 2015 |  | no | Retired or fuel switch | retired | 0 | 0 | 0 | 0 |  |  | 3822473 | 3714732 | 2337447 | 2930299 | 3110725 | 1580509 | 592711 | 967645 |  |  |  | 26113 | 32505 | 17266 | 7216 | 8341 |  |  | 14091 | 14969 | 7873 | 3580 | 4595 |  |  | 1317 | 1296 | 777 | 354 | 727 |  |  | BG 95 | BG0025
BG-6 | AES Galabovo | Bulgaria | EU | Lignite | AES | 42.1591 | 25.9089 | 2011 |  |  | no | Open | operational | 2 | 0 | 670 | 0 | CO2 emissions (EU only) 2011: 2426462; CO2 emissions (EU only) 2012: 4115723; CO2 emissions (EU only) 2013: 3359813; CO2 emissions (EU only) 2014: 3030493; CO2 emissions (EU only) 2015: 4187675; CO2 emissions (EU only) 2016: 3717339; CO2 emissions (EU only) 2017: 4184127 |  | 5982 | 3487 | 2802 | 2907 | 4255 | 5577 |  | 1095 | 2571 | 1954 | 1687 | 2302 | 2418 |  | 388 | 150 | 29 | 2 | 1 | 2 | BG 152 | BG0039 | 174614 | 72.447 | 34.724 | 56.943 | 18193.15 | 1718.668 | 108364655.792 | 202883357.28
BG-8 | Maritsa East 2 | Bulgaria | EU | Lignite | Bulgarian Energy Holding (BEH) | 42.2564 | 26.132 | 1966 |  |  | no | Open | operational | 8 | 0 | 1602 | 0 |  |  | 9140434 | 9134478 | 9628453 | 9872084 | 12975432 | 11128590 | 9459009 | 10291822 | 11293658 | 9645325 | 10549027 | 129636 | 192094 | 127991 | 43502 | 42343 | 42659 | 29947 | 9605 | 12750 | 14472 | 12015 | 13169 | 13521 | 9601 | 4579 | 4592 | 772 | 448 | 485 | 625 | 640 | BG 50 | BG0014 | 15875 | 633.763 | 306.906 | 414.506 | 165855.595 | 15260.555 | 947837736.003 | 1774714355.249
BG-9 | ContourGlobal Maritsa East 3 | Bulgaria | EU | Lignite | ContourGlobal | 42.1449 | 26.0025 | 1978 |  |  | no | Open | operational | 4 | 0 | 908 | 0 |  |  | 4804394 | 5166302 | 4949791 | 6086209 | 6482633 | 4547624 | 3481176 | 4113603 | 5759680 | 4691756 | 5428080 | 13883 | 14684 | 15525 | 10753 | 12627 | 19282 | 11532 | 5758 | 6103 | 4513 | 3065 | 3385 | 4465 | 3765 | 1733 | 1036 | 69 | 44 | 34 | 47 | 45 | BG 9 | BG0015 | 15819 | 267.914 | 130.188 | 159.443 | 72117.589 | 6507.307 | 400738568.073 | 750294012.814
BG-10 | Republika (Pernik) | Bulgaria | EU | Lignite | Bingham Management | 42.6067 | 23.0783 | 1951 |  |  | no | Open | operational | 2 | 0 | 130 | 0 |  |  | 768318 | 553311 | 402469 | 421894 | 487037 | 453960 | 480770 | 513948 | 456894 | 450971 | 364567 | 6504 | 5799 | 2052 | 2970 | 1988 | 2121 | 4760 | 1405 | 600 | 438 | 180 | 272 | 300 | 1270 | 653 | 540 | 241 | 55 | 14 | 5 | 3 | BG 4 | BG0017 | 15884 | 27.524 | 13.444 | 14.376 | 7602.045 | 674.53 | 41170084.181 | 77082310.744
BG-11 | Ruse Iztok | Bulgaria | EU | Hard coal | Toplofikacia Ruse AD | 43.8664 | 26.0092 | 1964 |  |  | no | Open | operational | 6 | 0 | 400 | 0 |  |  | 974381 | 1233758 | 1057367 | 727881 | 542675 | 520151 | 533613 | 588025 | 430510 | 441850 | 360596 | 1844 | 1579 | 636 | 635 | 646 | 441 | 505 | 3453 | 2528 | 2209 | 2241 | 2052 | 1387 | 1590 | 160 | 125 | 73 | 72 | 86 | 57 | 62 | BG 52 | BG0018 | 15885 | 19.628 | 9.101 | 25.065 | 3873.147 | 434.426 | 29343175.405 | 54946816.291
BG-14 | Brikel | Bulgaria | EU | Lignite | Bakkar | 42.1545 | 25.9061 | 1964 |  |  | no | Open | operational | 6 | 0 | 360 | 0 |  |  | 1962283 | 1751501 | 1452041 | 1292676 | 297585 | 1087889 | 1074467 | 1179578 | 956267 | 853070 |  | 74181 | 2047 | 2128 | 2111 | 3131 | 2181 | 2229 | 1397 | 374 | 1131 | 1078 | 1475 | 860 | 869 | 2195 | 262 | 143 | 140 | 216 | 122 | 121 | BG 32 | BG0007 | 15796 | 34.805 | 16.842 | 24.241 | 8771.599 | 830.1 | 52032733.572 | 97443035.281
BG-17 | Sliven | Bulgaria | EU | Lignite | Toplofikacia Sliven EAD | 42.6548 | 26.3259 | 1969 |  |  | no | Open | operational | 2 | 0 | 45 | 0 |  |  | 282003 | 232626 | 205983 | 205807 | 224128 | 250257 | 189710 | 254438 | 229003 | 219909 | 219909 | [6 empty] | 763 | [6 empty] | 479 | [6 empty] | 0 | BG 8 |  | 15887 | 13.521 | 6.532 | 9.129 | 3540.354 | 325.253 | 20224263.747 | 37864719.324
CZ-2 | Ledvice | Czech Republic | EU | Lignite | CEZ | 50.5765 | 13.7807 | 1969 |  |  | no | Open | operational | 3 | 0 | 330 | 660 | 1981563 | 2116621 | 1952997 | 2360760 | 2222997 | 2286926 | 2111604 | 2035257 | 1701712 | 1163654 | 1130830 | 1470751 | 2551876 | 9851 | 8693 | 8502 | 6809 | 3524 | 1218 | 1119.982 | 3853 | 3335 | 3243 | 2504 | 1326 | 501 | 1155.645 | 120 | 128 | 124 | 124 | 88 | 41 | 76.442 | CZ 121; CZ 424 | CZ0010; CZ0011 | 12869 | 20.102 | 10.636 | 9.547 | 7630.682 | 444.273 | 29673735.48 | 55855394.6
CZ-6 | Chvaletice | Czech Republic | EU | Lignite | Severní Energetická a.s. | 50.0284 | 15.453 | 1979 |  |  | no | Open | operational | 4 | 0 | 820 | 0 | 2677734 | 2691689 | 4115529 | 3361768 | 2921907 | 3471230 | 3109820 | 3376802 | 3020820 | 3763084 | 3413197 | 2285694 | 3042731 | 1819 | 3209 | 1010 | 2251 | 2420 | 2915 | 1675.943 | 3497 | 3848 | 2494 | 3634 | 4576 | 4378 | 2358.666 | 83 | 182 | 63 | 318 | 399 | 324 | 235.869 | CZ 120 | CZ0046 | 10300 | 72.426 | 36.389 | 44.279 | 23625.999 | 1523.259 | 105295180.016 | 199622782.509
CZ-7 | Detmarovice | Czech Republic | EU | Hard coal | CEZ | 49.9064 | 18.4656 | 1976 |  |  | no | Open | operational | 4 | 0 | 800 | 0 | 2257834 | 2593041 | 3607388 | 2066538 | 1797506 | 2469711 | 2425588 | 1744423 | 2068701 | 1949108 | 2351694 | 2366731 | 1568742 | 7319 | 1683 | 6608 | 1456 | 1137 | 1746 | 1355.245 | 13651 | 3332 | 11398 | 2964 | 2787 | 2713 | 2314.524 | 417 | 91 | 337 | 99 | 86 | 103 | 99.709 | CZ 118 | CZ0047 | 10343 | 52.315 | 25.755 | 39.413 | 14860.644 | 1194.792 | 76752336.813 | 144938923.476
CZ-8 | Hodonin | Czech Republic | EU | Lignite | CEZ | 48.847 | 17.1197 | 1957 |  |  | no | Open | operational | 2 | 0 | 107 | 0 | 423000 | 459736 | 506992 | 470960 | 428577 | 353035 | 316752 | 262321 | 222910 | 178382 | 183320 | 98605 | 73330 | 1422 | 1331 | 1065 | 873 | 692 | 717 | 380.969 | 382 | 324 | 300 | 211 | 214 | 257 | 253.357 | 64 | 62 | 36 | 22 | 22 | 51 | 44.614 | CZ 119 | CZ0019 | 12833 | 12.982 | 6.383 | 8.487 | 3811.104 | 276.427 | 19029135.036 | 35946698.758
CZ-9 | Melnik I | Czech Republic | EU | Lignite | CEZ | 50.4145 | 14.4133 | 1960 |  |  | no | Open | operational | 4 | 0 | 240 | 0 | 2270377 | 2092171 | 2081195 | 2075305 | 1930017 | 2110262 | 1893686 | 1895779 | 1866481 | 1560120 | 1568591 | 1715349 | 1628608 | 0 | 2077 | 0 | 2073 | 1830 | 2128 | 2324.918 | 10 | 2238 | 4 | 2194 | 1781 | 1560 | 1583.25 | 0 | 117 | 0 | 147 | 142 | 103 | 93.84 | CZ 45 | CZ0051 | 8129 | 40.21 | 20.856 | 21.238 | 14483.23 | 872.346 | 59009441.345 | 111379263.36
CZ-10 | Melnik II / III | Czech Republic | EU | Lignite | CEZ | 50.414 | 14.4154 | 1971 |  |  | no | Open | operational | 3 | 0 | 720 | 0 | 3285414 | 2810886 | 4035960 | 3892087 | 3407728 | 3703458 | 4049237 | 3503447 | 2291232 | 3163683 | 3112351 | 2647516 | 2511886 | 3634 | 4321 | 3906 | 5482 | 6212 | 4667 | 3220.126 | 5220 | 5615 | 4719 | 3115 | 4322 | 3968 | 3207.854 | 407 | 404 | 357 | 274 | 287 | 317 | 173.703 | CZ 123; CZ 122 | CZ0013; CZ0012 | 11261 | 92.816 | 47.868 | 50.434 | 32695.022 | 2001.166 | 135969617.687 | 256856647.632
CZ-12 | Prunerov | Czech Republic | EU | Lignite | CEZ | 50.4187 | 13.2587 | 1968 |  |  | no | Open | operational | 7 | 0 | 1190 | 0 | 8115206 | 8933494 | 10103764 | 9207885 | 9066744 | 9432585 | 8947147 | 6916167 | 4859038 | 4478935 | 4914915 | 5609842 | 4954321 | 17335 | 16966 | 12188 | 7179 | 8038 | 6358 | 4992.587 | 16793 | 14938 | 10856 | 6354 | 5846 | 6397 | 5184.525 | 676 | 810 | 665 | 393 | 343 | 448 | 389.925 | CZ 126; CZ 127 | CZ0015; CZ0014 | 12825 | 133.583 | 68.376 | 75.227 | 46212.472 | 2860.888 | 195269405.216 | 369249445.762
CZ-15 | Tusimice | Czech Republic | EU | Lignite | CEZ | 50.3826 | 13.3381 | 1974 |  |  | no | Open | operational | 4 | 0 | 800 | 0 | 5121047 | 5364440 | 4107278 | 2746198 | 3144726 | 1732313 | 2371034 | 2800536 | 4554086 | 4613958 | 4658430 | 4726561 | 4252928 | 724 | 968 | 1149 | 1767 | 2350 | 2100 | 2073.854 | 1146 | 1650 | 1945 | 3128 | 3212 | 3252 | 3199.453 | 67 | 90 | 124 | 249 | 291 | 319 | 306.681 | CZ 129 | CZ0016 | 8582 | 53.567 | 26.906 | 32.799 | 17181.615 | 1124.12 | 77851868.357 | 147619721.915
CZ-16 | Teplarna Ceskoslovenske Armady (CSA) | Czech Republic | EU | Hard coal | Veolia | 49.8443 | 18.496 | 1952 |  |  | no | Open | operational | 1 | 0 | 24 | 0 | 231008 | 212172 | 212777 | 177053 | 176976 | 192470 | 178430 | 175328 | 175209 | 133319 | 136391 | 139980 | 139905 | 348 | 691 | 328 | 717 | 518 | 460 | 434.614 | 182 | 343 | 160 | 344 | 225 | 222 | 208.979 | 5 | 9 | 1 | 7 | 3 | 5 | 5.79 | CZ 215 | CZ0030 | 11403 | 8.673 | 4.252 | 5.876 | 2597.895 | 187.278 | 12714897.805 | 24016932.837
CZ-17 | Karvina | Czech Republic | EU | Hard coal | Veolia | 49.8232 | 18.4785 | 1970 |  |  | no | Open | operational | 1 | 0 | 55 | 0 | 459501 | 463885 | 422977 | 440217 | 430260 | 450370 | 337274 | 307993 | 303868 | 277703 | 314451 | 285948 | 265580 | 197 | 890 | 205 | 919 | 645 | 428 | 387.056 | 171 | 562 | 109 | 522 | 415 | 454 | 391.795 | 1 | 20 | 1 | 12 | 8 | 7 | 7.314 | CZ 217 | CZ0032 | 11402 | 10.564 | 5.189 | 7.703 | 3078.434 | 236.84 | 15494014.326 | 29261245.159
CZ-18 | Kladno | Czech Republic | EU | Lignite | Alpiq Generation | 50.1535 | 14.1286 | 2000 |  |  | no | Open | operational | 3 | 0 | 406.6 | 0 | 1600145 | 1552779 | 1585738 | 1566990 | 1502898 | 1554478 | 1562570 | 1502157 | 1595278 | 1898636 | 1913422 | 2055719 | 1880986 | 2949 | 3076 | 2971 | 2748 | 2381 | 2270 | 2138.111 | 1884 | 1857 | 1818 | 1762 | 1659 | 1372 | 1406.773 | 118 | 166 | 79 | 60 | 40 | 23 | 29.303 | CZ 82; CZ 401 | CZ0002 | 11284 | 40.12 | 20.947 | 20.485 | 14958.839 | 877.717 | 59007908.854 | 111259167.154
CZ-19 | Kolin | Czech Republic | EU | Lignite | Veolia | 50.0304 | 15.2101 | 1964 |  |  | no | Open | operational | 3 | 0 | 17 | 0 | 212358 | 206659 | 210714 | 236060 | 180150 | 208108 | 159306 | 150253 | 172524 | 174734 | 174560 | 125802 | 146612 | 56 | 1235 | 5 | 1123 | 1123 | 1107 | 771.034 | 30 | 328 | 15 | 330 | 330 | 353 | 246.013 | 3 | 1 | 1 | 8 | 16 | 18 | 7.329 | CZ 191 | CZ0040 | 12838 | 17.395 | 9.264 | 7.952 | 6764.592 | 387.179 | 25730679.191 | 48386090.997
CZ-22 | Sko-Energo | Czech Republic | EU | Lignite | ŠKO-ENERGO s.r.o. | 50.4178 | 14.9345 | 1999 |  |  | no | Open | operational | 2 | 0 | 70 | 0 | 525758 | 516596 | 513088 | 480588 | 484114 | 508716 | 520877 | 486107 | 413346 | 386998 | 391981 | 392103 | 405451 | 2426 | 815 | 3202 | 687 | 733 | 781 | 737.964 | 4312 | 571 | 2971 | 459 | 403 | 378 | 357.098 | 38 | 29 | 47 | 36 | 34 | 9 | 5.994 | CZ 164 | CZ0080 | 16232 | 13.144 | 6.916 | 6.437 | 4986.527 | 289.538 | 19375585.711 | 36494322.273
CZ-24 | Komorany | Czech Republic | EU | Lignite | EPH | 50.5223 | 13.5721 | 1951 |  |  | no | Open | operational | 8 | 0 | 239 | 0 | 1409704 | 861564 | 883588 | 1081777 | 947072 | 815309 | 1228901 | 1199906 | 1103040 | 771349 | 811611 | 918202 | 1146500 | 4081 | 6464 | 6469 | 5452 | 4045 | 4383 | 3703.683 | 833 | 1171 | 1208 | 930 | 631 | 850 | 887.838 | 86 | 166 | 184 | 110 | 75 | 59 | 72.746 | CZ 112 | CZ0105 | 11406 | 64.89 | 34.91 | 27.87 | 25854.657 | 1457.77 | 96275191.153 | 180791209.048
CZ-26 | Olomouc | Czech Republic | EU | Hard coal | Veolia | 49.5873 | 17.2664 | 1952 |  |  | no | Open | operational | 1 | 0 | 49.6 | 0 | 438908 | 398661 | 425107 | 349546 | 332712 | 352613 | 321376 | 315477 | 350792 | 320364 | 327122 | 326192 | 315703 | 2278 | 681 | 2251 | 669 | 597 | 621 | 608.645 | 1512 | 445 | 1383 | 398 | 327 | 336 | 331.313 | 25 | 22 | 28 | 23 | 16 | 21 | 14.037 | CZ 219 | CZ0029; CZ0035; CZ0034 | 11399 | 12.198 | 5.988 | 8.309 | 3606.762 | 264.436 | 17883587.453 | 33779568.346
CZ-29 | Trebovice | Czech Republic | EU | Hard coal | Veolia | 49.8318 | 18.2105 | 1964 |  |  | no | Open | operational | 3 | 0 | 177 | 0 | 1272513 | 1395596 | 1366581 | 1223158 | 1146898 | 1165809 | 1114460 | 1151088 | 1204552 | 1200413 | 1153778 | 1167923 | 990778 | 2505 | 3295 | 2443 | 3272 | 3304 | 3001 | 2252.052 | 2624 | 2873 | 2494 | 3029 | 3019 | 2878 | 2593.442 | 85 | 93 | 60 | 117 | 117 | 108 | 74.01 | CZ 209 | CZ0028; CZ0027; CZ0026 | 11398 | 71.506 | 35.144 | 51.452 | 20773.875 | 1593.625 | 104873819.814 | 198066100.104
CZ-30 | Zavod 4 | Czech Republic | EU | Lignite | TAMEH Czech | 49.7959 | 18.3058 | 1970 |  |  | no | Open | operational | 7 | 0 | 154 | 0 | [5 empty] | 1808213 | 2325175 | 2311247 | 2489107 | 2439936 | 2209436 | 2374980 | 2252840 | [6 empty] | 2370 | [6 empty] | 2930 | [6 empty] | 361 | CZ 421 |  | 10557 | 48.014 | 23.821 | 35.406 | 12720.469 | 1092.965 | 70441020.965 | 133028039.265
CZ-31 | Vitkovice | Czech Republic | EU | Hard coal | CEZ | 49.816 | 18.2733 | 1970 |  |  | no | Open | operational | 4 | 0 | 79 | 0 | 549540 | 454765 | 502473 | 419609 | 375853 | 396082 | 316381 | 272764 | 273715 | 193934 | 148122 | 155278 | 134793 | 1217 | 814 | 818 | 796 | 789 | 587 | 482.128 | 820 | 670 | 577 | 570 | 419 | 308 | 345.019 | 52 | 31 | 27 | 22 | 18 | 6 | 5.602 | CZ 224 | CZ0018 | 11283 | 11.311 | 5.546 | 7.718 | 3380.916 | 245.096 | 16582705.333 | 31322251.978
CZ-32 | Otrokovice | Czech Republic | EU | Lignite | LAMA ENERGY GROUP | 49.2047 | 17.5203 | 1970 |  |  | no | Open | operational | 2 | 0 | 50 | 0 | 460506 | 430555 | 448832 | 432702 | 411928 | 367497 | 390089 | 395846 | 370211 | 345960 | 358228 | 369609 | 364468 | 553 | 2113 | 306 | 2170 | 1846 | 1961 | 1744.353 | 92 | 626 | 46 | 612 | 625 | 723 | 609.294 | 5 | 5 | 2 | 11 | 14 | 8 | 8.797 | CZ 38 | CZ0090 | 12855 | 34.628 | 16.962 | 22.99 | 10478.062 | 739.891 | 50759320.986 | 95882759.611
CZ-33 | Opatovice | Czech Republic | EU | Lignite | EPH | 50.1271 | 15.7919 | 1960 |  |  | no | Open | operational | 6 | 0 | 360 | 0 | 2575298 | 2500913 | 2640187 | 2476187 | 2282368 | 2303445 | 2456904 | 2379994 | 2218701 | 2115475 | 1467416 | 1792259 | 1967695 | 0 | 4940 |  | 6218 | 6307 | 6142 | 2766.474 | 0 | 2861 |  | 2426 | 2571 | 1688 | 1820.059 | 0 | 167 |  | 195 | 100 | 123 | 83.785 | CZ 36 | CZ0049 | 11043 | 94.768 | 50.649 | 42.417 | 37064.836 | 2115.374 | 140322358.923 | 263752896.642
CZ-36 | Plana | Czech Republic | EU | Lignite | C-Energy Bohemia spol. s r.o. | 49.3667 | 14.7 | 1961 |  |  | no | Open | operational | 1 | 0 | 46 | 0 | 392673 | 347804 | 373625 | 376499 | 313961 | 288292 | 229121 | 212410 | 214833 | 171258 | 115310 | 121564 | 121853 | 2091 | 1758 | 1430 | 1390 | 1028 | 272 | 27.291 | 734 | 540 | 402 | 407 | 280 | 114 | 95.263 | 50 | 25 | 30 | 11 | 24 | 9 | 1.451 | CZ 307 | CZ0008 |  | 4.501 | 2.38 | 2.146 | 1705.538 | 99.421 | 6643416.289 | 12506192.452
CZ-37 | Plzen | Czech Republic | EU | Lignite | Plzeňská teplárenská a.s. | 49.7545 | 13.399 | 1982 |  |  | no | Open | operational | 2 | 0 | 137 | 0 | 842261 | 791039 | 803024 | 731244 | 716433 | 736794 | 701579 | 716147 | 704377 | 648495 | 699517 | 504966 | 440239 | 435 | 3159 | 480 | 3359 | 3181 | 3218 | 1389.103 | 417 | 1036 | 445 | 1036 | 757 | 822 | 509.926 | 6 | 36 | 17 | 93 | 72 | 39 | 21.72 | CZ 65 | CZ0068; CZ0069 | 14160 | 48.997 | 26.224 | 21.736 | 19313.244 | 1095.782 | 72585756.408 | 136401055.376
CZ-38 | Pocerady | Czech Republic | EU | Lignite | CEZ | 50.4267 | 13.6774 | 1971 |  |  | no | Open | operational | 5 | 0 | 1000 | 0 | 6667871 | 6556532 | 6895997 | 6400901 | 6681835 | 6923072 | 6432919 | 5966653 | 5575286 | 4805214 | 5334395 | 6479355 | 6241411 | 4800 | 6830 | 4693 | 5971 | 5317 | 4746 | 5526.72 | 2634 | 12494 | 2698 | 10315 | 8032 | 4976 | 6174.853 | 171 | 350 | 224 | 342 | 295 | 180 | 256.641 | CZ 124; CZ 201279 | CZ0048 | 13898 | 99.859 | 50.965 | 56.985 | 34835.426 | 2137.282 | 145887780.396 | 275941265.997
CZ-40 | Chomutov | Czech Republic | EU | Lignite | Actherm | 50.4622 | 13.4274 | 1966 |  |  | no | Open | operational | 2 | 0 | 26 | 0 | 181115 | 166263 | 172712 | 152651 | 168442 | 188366 | 163543 | 168022 | 145525 | 143258 | 142923 | 134593 | 136594 | 873 | 775 | 928 | 826 | 824 | 759 | 671.558 | 333 | 304 | 296 | 275 | 285 | 239 | 209.009 | 3 | 3 | 4 | 3 | 4 | 3 | 1.566 | CZ 135 | CZ0001 | 12834 | 11.818 | 6.295 | 5.398 | 4630.286 | 263.342 | 17484540.356 | 32876617.879
CZ-41 | Malesice | Czech Republic | EU | Hard coal | Pražská teplárenská a.s. | 50.0848 | 14.5254 | 1969 |  |  | no | Open | operational | 2 | 0 | 165 | 0 | 386012 | 345712 | 302809 | 317599 | 328027 | 306517 | 117660 | 70518 | 55650 | 19124 | 2803 | 3697 | 8390 | 950 | 267 | 159 | 204 | 74 | 0 | 0.029 | 695 | 264 | 168 | 128 | 41 | 2 | 3.412 | 53 | 14 | 4 | 3 | 4 | 0 | 0 | CZ 46 | CZ0071; CZ0072; CZ0073 |  | 0.017 | 0.007 | 0.015 | 3.948 | 0.314 | 23377.843 | 45015.661
CZ-42 | Prerov | Czech Republic | EU | Hard coal | Veolia | 49.4451 | 17.4285 | 1966 |  |  | no | Open | operational | 2 | 0 | 61 | 0 | 547298 | 544509 | 436681 | 439658 | 427926 | 425204 | 416600 | 396249 | 385664 | 381929 | 406498 | 316692 | 287391 | 519 | 1367 | 406 | 1303 | 1290 | 1470 | 1164.383 | 440 | 861 | 366 | 834 | 886 | 963 | 761.353 | 8 | 4 | 10 | 2 | 2 | 2 | 2.009 | CZ 220 | CZ0037; CZ0036 | 11400 | 30.138 | 14.777 | 21.017 | 8980.582 | 659.951 | 44191808.573 | 83467486.688
CZ-43 | Pribram | Czech Republic | EU | Lignite | Pribramská teplárenská a.s. | 49.6956 | 14.0028 | 1995 |  |  | no | Open | operational | 2 | 0 | 41.6 | 0 | 311334 | 295498 | 280454 | 319168 | 294469 | 181669 | 203944 | 219214 | 230748 | 198486 | 195089 | 167283 | 172151 | 1043 | 853 | 1142 | 902 | 691 | 770 | 878.438 | 391 | 260 | 418 | 384 | 287 | 347 | 413.954 | 23 | 21 | 13 | 8 | 2 | 4 | 15.25 | CZ 95; CZ 94 | CZ0106 | 11175 | 12.737 | 6.717 | 6.163 | 4873.593 | 281.258 | 18788989.286 | 35377869.891
CZ-44 | Tisova | Czech Republic | EU | Lignite | CEZ | 50.1522 | 12.6102 | 1958 |  |  | no | Open | operational | 5 | 0 | 288.8 | 0 | 1481417 | 1891798 | 2041128 | 1932727 | 1902547 | 1820977 | 1632662 | 1477169 | 1473748 | 1449141 | 1562430 | 1385616 | 1362018 | 1706 | 3392 | 1380 | 3901 | 4169 | 4386 | 4018.721 | 1120 | 1561 | 845 | 1404 | 1344 | 1475 | 1293.232 | 47 | 62 | 71 | 100 | 93 | 73 | 59.093 | CZ 128 | CZ0023; CZ0024 | 12846 | 69.455 | 36.941 | 32.003 | 26922.797 | 1544.088 | 102700133.059 | 193161350.411
CZ-53 | Porici II | Czech Republic | EU | Lignite | CEZ | 50.5724 | 15.9634 | 1957 |  |  | no | Open | operational | 3 | 0 | 165 | 0 | 640240 | 781405 | 871785 | 840936 | 576831 | 653103 | 750005 | 522200 | 489025 | 545980 | 479000 | 537293 | 604102 | 4148 | 1625 | 3517 | 995 | 788 | 842 | 979.35 | 1421 | 595 | 1084 | 532 | 532 | 396 | 482.841 | 70 | 69 | 76 | 55 | 41 | 46 | 49.528 | CZ 125 | CZ0022; CZ0021 | 11073 | 14.392 | 7.587 | 6.977 | 5357.138 | 316.577 | 21218483.029 | 39963549.441
CZ-59 | Zlin | Czech Republic | EU | Lignite | Alpiq Generation | 49.2254 | 17.6538 | 1996 |  |  | no | Open | operational | 3 | 0 | 61 | 0 | 296643 | 285304 | 286100 | 280836 | 265721 | 239756 | 239492 | 227877 | 224201 | 209457 | 204599 | 259938 | 263480 | 456 | 451 | 427 | 440 | 354 | 300 | 341.486 | 275 | 244 | 258 | 256 | 186 | 181 | 212.001 | 29 | 36 | 32 | 36 | 24 | 10 | 2.168 | CZ 44 | CZ0003 | 10989 | 6.07 | 2.98 | 4.177 | 1791.193 | 132.254 | 8900452.272 | 16811298.004
CZ-61 | Plzenska energetika ELU III | Czech Republic | EU | Lignite | EPH | 49.7395 | 13.3455 | 1960 |  |  | no | Open | operational | 3 | 0 | 90 | 0 | 796600 | 730510 | 726369 | 569699 | 506980 | 474378 | 435341 | 405134 | 321965 | 311055 | 318285 | 333293 | 344098 | 2738 | 1446 | 2800 | 1276 | 1475 | 1253 | 1140.07 | 875 | 626 | 928 | 453 | 454 | 483 | 501.36 | 45 | 26 | 65 | 35 | 33 | 32 | 17.732 | CZ 76 | CZ0066; CZ0067 | 9646 | 20.37 | 10.797 | 9.579 | 7795.955 | 451.158 | 30087355.388 | 56618472.666
CZ-65 | Koprivnice | Czech Republic | EU | Hard coal | Komterm | 49.5833 | 18.1334 | 1970 |  |  | no | Open | operational | 2 | 0 | 18.6 | 0 | 125803 | 115455 | 103380 | 100852 | 93407 | 116411 | 99007 | 81337 | 75623 | 34320 | 33776 | 33943 | 41427 | 1062 | 254 | 1292 | 204 | 118 | 145 | 104.462 | 412 | 102 | 444 | 77 | 37 | 40 | 35.465 | 10 | 7 | 19 | 5 | 2 | 5 | 1.36 | CZ 200 | CZ0056 |  | 2.469 | 1.211 | 1.596 | 740.259 | 52.178 | 3618548.083 | 6835728.09
CZ-67 | Marianske Hory | Czech Republic | EU | Hard coal | Veolia | 49.8405 | 18.2342 | 1970 | 2008 |  | no | Retired or fuel switch | retired | 0 | 0 | 0 | 0 | CO2 emissions (EU only) 2005: 33895; CO2 emissions (EU only) 2006: 34253; CO2 emissions (EU only) 2007: 35112; CO2 emissions (EU only) 2008: 33677; CO2 emissions (EU only) 2009: 30996; CO2 emissions (EU only) 2010: 27698 | [21 empty] | CZ 222
CZ-76 | Trmice | Czech Republic | EU | Lignite | CEZ | 50.6462 | 13.9854 | 1974 |  |  | no | Open | operational | 6 | 0 | 89 | 0 | 1112121 | 1080780 | 946572 | 844892 | 784058 | 878460 | 775202 | 722226 | 531059 | 573745 | 531579 | 412057 | 486467 | 1881 | 2151 | 2200 | 1737 | 2453 | 2872 | 2493.569 | 1372 | 1281 | 1154 | 880 | 1067 | 998 | 806.121 | 14 | 17 | 12 | 8 | 6 | 11 | 7.951 | CZ 151 | CZ0094 | 12973 | 45.406 | 24.123 | 21.054 | 17682.915 | 1009.428 | 67125873.045 | 126262718.711
CZ-77 | Vresova | Czech Republic | EU | Lignite | Sokolovská Uhelná AS | 50.256 | 12.6964 | 1995 |  |  | no | Open | operational | 2 | 0 | 400 | 0 | 4499704 | 4345035 | 4435381 | 4258461 | 4128086 | 4296606 | 4564211 | 4404435 | 4096236 | 4098901 | 4280672 | 4399928 | 4203405 | 1228 | 2774 | 1250 | 2947 | 3302 | 2932 | 3972.053 | 1289 | 4145 | 1157 | 2934 | 2344 | 2678 | 2640.543 | 21 | 26 | 20 | 36 | 34 | 41 | 124.414 | CZ 117 | CZ0081; CZ0082 | 12857 | 58.314 | 29.931 | 32.403 | 20852.64 | 1256.243 | 85347001.562 | 161292485.219
DE-8 | Altbach/Deizisau 1+2 | Germany | EU | Hard coal | EnBW | 48.7191 | 9.3713 | 1985 |  |  | no | Open | operational | 2 | 0 | 855 | 0 | 3182333 | 2566424 | 3129432 | 2529833 | 2348914 | 2224830 | 2539491 | 2836945 | 3106423 | 2115746 | 1661245 | 1919622 | 1250276 | 906 | 928 | 1445 | 1284 | 774 | 628 | 258.391 | 1349 | 1313 | 1470 | 1637 | 1248 | 947 | 851.493 | 9 | 18 | 17 | 40 | 38 | 13 | 15.826 | DE 1450 | DE0008 | 2450 | 23.232 | 10.541 | 9.759 | 7535.907 | 474.732 | 33271646.548 | 63511193.776
DE-13 | Niederaussem | Germany | EU | Lignite | RWE | 50.9709 | 6.6666 | 1965 |  |  | no | Open | operational | 7 | 0 | 3676 | 0 | 29734760 | 27386683 | 31252670 | 24866493 | 26284276 | 28068288 | 28629755 | 27918882 | 29474441 | 27248925 | 27330240 | 24831278 | 27174168 | 6404 | 6131 | 5899 | 10186 | 10156 | 9361 | 7806.97 | 16220 | 16601 | 17309 | 19336 | 18022 | 18019 | 14864.66 | 261 | 312 | 393 | 472 | 484 | 437 | 336.53 | DE 1649 | DE0628; DE0626; DE0627; DE0623; DE0625; DE0622; DE0621; DE0624 | 44073 | 394.835 | 173.622 | 167.448 | 120201.105 | 7813.838 | 562320609.916 | 1076259959.833
DE-14 | Bergkamen | Germany | EU | Hard coal | RWE | 51.6372 | 7.6191 | 1981 |  |  | no | Open | operational | 1 | 0 | 780 | 0 | 3388560 | 4351049 | 4112952 | 2447819 | 3465836 | 3046595 | 3149133 | 3152826 | 3471635 | 2945802 | 2744777 | 2823880 | 1639651 | 2042 | 2285 | 2587 | 2991 | 2264 | 2350 | 1504.663 | 2097 | 2155 | 2226 | 2586 | 2220 | 2069 | 2099.315 | 11 | 55 | 45 | 61 | 61 | 50 | 33.058 | DE 1399 | DE0031 | 44675 | 70.277 | 34.138 | 28.845 | 25227.906 | 1530.945 | 101895025.335 | 193377460.48
DE-17 | Berlin-Moabit | Germany | EU | Hard coal | Vattenfall | 52.5374 | 13.3449 | 1990 | 2030 | 2017-10-19 | no | Open | operational | 1 | 0 | 100 | 0 | 622940 | 379469 | 504558 | 546862 | 413406 | 616421 | 512118 | 393809 | 440865 | 480837 | 292414 | 504094 | 508992 | 303 | 339 | 288 | 307 | 325 | 206 | 355.447 | 322 | 234 | 207 | 155 | 165 | 96 | 165.085 | 29 | 28 | 22 | 16 | 13 | 7 | 13.562 | DE 1175 | DE0039 | 46248 | 3.552 | 1.873 | 1.717 | 1309.845 | 78.054 | 5236199.864 | 9862240.557
DE-19 | Berlin-Klingenberg | Germany | EU | Lignite | Vattenfall | 52.49 | 13.496 | 1986 | 2017 | 2016-09-27 | no | Retired or fuel switch | retired | 0 | 0 | 0 | 0 | 1533756 | 1428235 | 1459527 | 1466991 | 1510902 | 1661363 | 1439473 | 1510203 | 1378892 | 1345693 | 1295610 | 1377759 | 944442 | 916 | 900 | 924 | 879 | 956 | 927 | 923.356 | 896 | 844 | 898 | 833 | 859 | 822 | 835.204 | 5 | 7 | 11 | 9 | 5 | 8 | 14.915 | DE 1170 | DE0036 | 46241 | 18.285 | 9.399 | 10.091 | 6549.04 | 394.33 | 26772212.41 | 50586260.248
DE-20 | Berlin-Reuter | Germany | EU | Hard coal | Vattenfall | 52.5309 | 13.2456 | 1969 | 2030 | 2017-10-19 | no | Open | operational | 1 | 0 | 132 | 0 | 603197 | 666947 | 578996 | 500403 | 448949 | 297683 | 505772 | 598072 | 596781 | 532607 | 471540 | 414886 | 450537 | 38 | 57 | 64 | 51 | 63 | 52 | 31.693 | 151 | 296 | 375 | 358 | 299 | 247 | 214.06 | 2 | 6 | 10 | 10 | 11 | 5 | 3.235 | DE 1181 | DE0046 | 46246 | 2.528 | 1.199 | 1.908 | 707.185 | 50.509 | 3617010.114 | 6908750.829
DE-21 | Berlin-Reuter West | Germany | EU | Hard coal | Vattenfall | 52.5352 | 13.2437 | 1987 | 2030 | 2017-10-19 | no | Open | operational | 2 | 0 | 600 | 0 | 3099767 | 3068331 | 2936979 | 2955992 | 2658065 | 3227384 | 2587358 | 2555705 | 2992885 | 3036494 | 2976143 | 2531294 | 2491619 | 919 | 774 | 752 | 803 | 552 | 324 | 207.667 | 2485 | 1709 | 1792 | 2231 | 2351 | 2297 | 2060.789 | 37 | 33 | 30 | 31 | 22 | 47 | 66.611 | DE 1179 | DE0033 | 46251 | 21.386 | 9.99 | 16.935 | 5678.693 | 421.203 | 30474394.708 | 58325335.028
DE-24 | Bexbach | Germany | EU | Hard coal | STEAG | 49.3649 | 7.2355 | 1983 |  |  | no | Open | operational | 1 | 0 | 780 | 0 | 3589954 | 2858736 | 3878704 | 2460862 | 2345742 | 1298652 | 1585706 | 2686067 | 2861582 | 2060120 | 2174385 | 1843866 | 508496 | 746 | 1071 | 1626 | 1526 | 1414 | 1393 | 826.738 | 910 | 1158 | 1936 | 2063 | 1462 | 1548 | 1323.64 | 3 | 8 | 0 | 7 | 22 | 25 | 22.304 | DE 852 | DE0052 | 3123 | 45.214 | 21.351 | 18.743 | 15603.434 | 959.535 | 65218061.344 | 124072597.292
DE-25 | Bielefeld | Germany | EU | Hard coal | City of Bielefeld | 52.0335 | 8.5385 | 1980 | 2012 |  | no | Retired or fuel switch | retired | 0 | 0 | 0 | 0 | 164462 | 161145 | 128304 | 122636 | 134246 | 173465 | 110690 | 106378 | 63159 | 37114 | 42368 | 49444 | 50222 | 238 | 154 | 133 | 1 | 0 | 0 |  | 303 | 214 | 208 | 65 | 54 | 59 |  | 14 | 4 | 8 | 2 | 2 | 2 |  | DE 1551 | DE0057 |  | 0.717 | 0.24 | 0.326 | 122.973 | 10.86 | 979052.337 | 1912505.504
DE-28 | Lippendorf | Germany | EU | Lignite | EnBW/EPH | 51.1832 | 12.3717 | 1999 |  |  | no | Open | operational | 2 | 0 | 1867.2 | 0 | 11291518 | 12407946 | 11741943 | 11385504 | 12772008 | 12450819 | 10898563 | 10762080 | 11728509 | 11904182 | 10293959 | 10781907 | 11376121 | 13835 | 11790 | 11267 | 12102 | 12255 | 9947 | 10600 | 8567 | 7328 | 7143 | 7914 | 8737 | 8013 | 8660 | 121 | 145 | 204 | 269 | 204 | 127 | 95.8 | DE 1460 | DE0069 | 74740 | 191.399 | 98.829 | 103.366 | 68930.101 | 4141.4 | 280572334.127 | 529847739.557
DE-32 | Boxberg | Germany | EU | Lignite | EPH | 51.4188 | 14.5743 | 1979 |  |  | no | Open | operational | 4 | 0 | 2582 | 0 | 15811790 | 15511928 | 16349689 | 15442090 | 15248818 | 15117464 | 16150497 | 15867267 | 19153179 | 18700192 | 19437501 | 18573780 | 19135707 | 7813 | 11393 | 11779 | 13975 | 13752 | 13215 | 11000 | 10686 | 11199 | 11373 | 13956 | 13408 | 13469 | 13300 | 186 | 316 | 427 | 528 | 468 | 486 | 393 | DE 1453; DE 1454 | DE0076; DE0077 | 74662 | 279.926 | 143.238 | 157.88 | 96342.294 | 5990.073 | 409127354.301 | 773710411.401
DE-33 | Braunschweig | Germany | EU | Hard coal | Veolia | 52.278 | 10.5147 | 1984 |  |  | no | Open | operational | 1 | 0 | 78 | 0 | 478201 | 477397 | 449348 | 426079 | 407128 | 412855 | 460789 | 496318 | 482108 | 389211 | 421556 | 461069 | 468120 | 289 | 220 | 302 | 269 | 239 | 295 | 289.831 | 542 | 478 | 561 | 578 | 480 | 554 | 569.474 | 7 | 2 | 4 | 5 | 5 | 4 | 10.431 | DE 1622 | DE0080; DE0612 | 43262 | 12.11 | 5.325 | 5.138 | 3760.154 | 240.498 | 17250074.301 | 33012000.587
DE-34 | Bremen-Hafen | Germany | EU | Hard coal | swb AG | 53.1239 | 8.7273 | 1979 |  |  | no | Open | operational | 1 | 0 | 326.087 | 0 | 2452302 | 2342463 | 2427637 | 2323564 | 2474970 | 2382645 | 2347901 | 2219417 | 1867155 | 1448094 | 1501808 | 1477173 | 1520633 | 785 | 991 | 1244 | 786 | 823 | 961 | 916.84 | 1541 | 1501 | 1672 | 1081 | 989 | 1072 | 1074.29 | 5 | 0 | 0 | 2 | 0 | 0 | 0.32 | DE 1238; DE 1229 | DE0093; DE0092 | 43718 | 30.926 | 14.574 | 12.835 | 10773.198 | 656.569 | 44599057.881 | 84854565.096
DE-35 | Bremen-Farge | Germany | EU | Hard coal | Engie | 53.2021 | 8.5162 | 1969 |  |  | no | Open | operational | 1 | 0 | 380.4348 | 0 | 1650808 | 1725278 | 1491266 | 1706060 | 1687652 | 1578074 | 1183005 | 1634090 | 1691001 | 1326328 | 1463745 | 961333 | 1259810 | 161 | 164 | 431 | 376 | 389 | 524 | 364 | 981 | 755 | 1013 | 1136 | 952 | 983 | 296 | 42 | 20 | 48 | 36 | 28 | 42 | 21.647 | DE 999 | DE0088 | 43727 | 22.135 | 9.804 | 9.361 | 6681.121 | 439.512 | 31557219.691 | 60370663.008
DE-37 | Bremen-Hastedt | Germany | EU | Hard coal | swb AG | 53.0593 | 8.873 | 1989 |  |  | no | Open | operational | 1 | 0 | 129.3478 | 0 | 724445 | 766303 | 797576 | 520461 | 682110 | 756563 | 770623 | 801528 | 772367 | 687726 | 779277 | 737797 | 776324 | 206 | 337 | 365 | 358 | 279 | 273 | 298.31 | 606 | 676 | 601 | 572 | 507 | 581 | 677.84 | 1 | 1 | 1 | 2 | 2 | 3 | 2.862 | DE 1253 | DE0090; DE0089; DE0091 | 43717 | 11.974 | 5.17 | 5.11 | 3621.335 | 233.851 | 17004655.688 | 32590171.838
DE-43 | Chemnitz North II | Germany | EU | Lignite | City of Chemnitz | 50.8566 | 12.923 | 1988 |  |  | no | Open | operational | 2 | 0 | 167 | 0 | 1157869 | 1168418 | 1149728 | 1028119 | 957621 | 1073568 | 1224033 | 1190478 | 1142876 | 979498 | 942323 | 913543 | 1102501 | 823 | 1139 | 1108 | 1033 | 876 | 843 | 730.5 | 756 | 895 | 878 | 844 | 683 | 679 | 673 | 40 | 47 | 56 | 67 | 50 | 31 | 23.9 | DE 1098 | DE0108 | 74579 | 16.601 | 8.585 | 8.904 | 5844.963 | 358.471 | 24335696.207 | 45958084.139
DE-48 | Cottbus | Germany | EU | Lignite | Stadtwerke Cottbus GmbH | 51.7597 | 14.3696 | 1999 | 2022 |  | no | Open | operational | 1 | 0 | 81.7 | 0 | 525065 | 427414 | 452274 | 451504 | 266986 | 247101 | 308907 | 331416 | 363034 | 307964 | 253433 | 294755 | 163439 | 56 | 100 | 112 | 170 | 115 | 90 | 104.442 | 143 | 169 | 176 | 232 | 198 | 163 | 186.472 | 0 | 0 | 2 | 3 | 1 | 0 | 0.455 | DE 1524 | DE0110 | 46338 | 2.356 | 1.169 | 1.519 | 775.674 | 49.239 | 3415490.347 | 6484189.305
DE-50 | Datteln | Germany | EU | Hard coal | Uniper | 51.6293 | 7.3307 | 2020 |  |  | no | Construction | construction | 0 | 1 | 0 | 1100 | CO2 emissions (EU only) 2017: 35125 | 1151 | 1254 | 1102 | 934 | 177 | 15 | 0 | 962 | 1042 | 1045 | 983 | 221 | 38 | 122 | 65 | 66 | 59 | 51 | 8 | 1 | 0 | DE 1377 | DE0115 | 44292 | 0.743 | 0.315 | 0.319 | 211.009 | 14.185 | 1051797.04 | 2019110.023
DE-51 | Dessau | Germany | EU | Lignite | Stadtwerke Dessau | 51.8276 | 12.2306 | 1996 |  |  | no | Open | operational | 1 | 0 | 53.2609 | 0 | 216992 | 200185 | 212888 | 191971 | 181612 | 185547 | 173779 | 192225 | 198866 | 154748 | 155595 | 149561 |  | 490 | 451 | 672 | 837 | 885 | 562 | 735.03 | 199 | 267 | 349 | 355 | 309 | 192 | 272.964 | 1 | 4 | 11 | 12 | 8 | 6 | 6.222 | DE 1588 | DE0118 | 74829 | 8.947 | 4.757 | 4.131 | 3455.801 | 198.763 | 13227181.237 | 24879896.426
DE-58 | Dortmund Gustav Knepper | Germany | EU | Hard coal | Uniper | 51.5685 | 7.3502 | 1971 | 2014 |  | no | Retired or fuel switch | retired | 0 | 0 | 0 | 0 | 1477324 | 1569001 | 1607553 | 1654278 | 556011 | 1044879 | 1137546 | 1043003 | 1141645 | 969115 |  |  |  | 662 | 690 | 504 | 535 | 515 |  |  | 595 | 622 | 590 | 595 | 589 |  |  | 34 | 28 | 24 | 27 | 25 |  |  | DE 1290 | DE0127
DE-64 | Duisburg-Hochfeld II | Germany | EU | Hard coal | Duisburger Versorgungs- und Verkehrsgesellschaft mbH (DVV) | 51.4291 | 6.7508 | 1965 | 2018 |  | no | Retired or fuel switch | retired | 0 | 0 | 0 | 0 | 537265 | 515311 | 1286708 | 1121279 | 1165367 | 853796 | 984785 | 477885 | 538398 | 563497 | 515122 | 458139 | 496153 | 183 | 198 | 169 | 288 | 252 | 262 | 183 | 154 | 244 | 250 | 321 | 213 | 212 | 127 | 15 | 13 | 5 | 15 | 13 | 16 | 0.002 | DE 1666 | DE0133; DE0132 | 43759 | 7.796 | 3.834 | 3.183 | 2770.256 | 170.909 | 11325088.693 | 21473600.26
DE-67 | Duisburg-Walsum | Germany | EU | Hard coal | STEAG | 51.526 | 6.7196 | 1988 |  |  | no | Open | operational | 2 | 0 | 1200 | 0 | 2066008 | 2084000 | 2223204 | 2024481 | 1840077 | 1964619 | 1442484 | 1849212 | 3309313 | 4627648 | 4307843 | 4797030 | 3125023 | 1239 | 971 | 1377 | 1886 | 2052 | 2155 | 2316.873 | 1407 | 1087 | 1353 | 1988 | 3420 | 3643 | 3554.95 | 2 | 20 | 11 | 33 | 44 | 41 | 32.965 | DE 1317 | DE0135 | 43866 | 84.11 | 37.558 | 35.515 | 26653.025 | 1693.533 | 120125833.765 | 229605953.956
DE-77 | Ensdorf | Germany | EU | Hard coal | RWE | 49.2932 | 6.7708 | 1963 | 2017 | 2017-06-14 | no | Retired or fuel switch | retired | 0 | 0 | 0 | 0 | 1985620 | 1959386 | 1634279 | 1598426 | 1230412 | 929653 | 901569 | 1708534 | 2094253 | 1649470 | 1366444 | 1142170 | 1089992 | 604 | 685 | 1247 | 1408 | 1042 | 861 | 718 | 620 | 909 | 1305 | 1321 | 990 | 749 | 638 | 10 | 4 | 10 | 45 | 18 | 13 | 4 | DE 838; DE 839 | DE0168 | 3139 | 25.548 | 12.421 | 10.485 | 9224.235 | 557.47 | 37049855.741 | 70306167.505
DE-79 | Erlangen | Germany | EU | Hard coal | City of Erlangen | 49.5925 | 11.0021 | 1980 |  |  | no | Open | operational | 1 | 0 | 18 | 0 | 151168 | 147383 | 146513 | 151418 | 156083 | 165782 | 153311 | 159859 | 159214 | 151427 | 161663 | 174847 | 175950 | 36 | 40 | 39 | 43 | 35 | 39 | 22.159 | 153 | 159 | 161 | 179 | 169 | 185 | 184.799 | 1 | 3 | 1 | 1 | 1 | 1 | 1.004 | DE 686 | DE0172 | 45950 | 1.853 | 0.876 | 1.415 | 530.956 | 37.051 | 2650542.924 | 5063908.413
DE-81 | Eschweiler-Weisweiler | Germany | EU | Lignite | RWE | 50.8332 | 6.3146 | 1965 |  |  | no | Open | operational | 4 | 0 | 1958 | 0 | 20612731 | 18824339 | 19686469 | 21441408 | 19041068 | 19703413 | 19204058 | 20043027 | 18661627 | 16854243 | 18139249 | 18745560 | 18945349 |  |  | 3236 | 5387 | 4054 | 4135 | 3100 |  |  | 9537 | 12749 | 11578 | 12571 | 12700 |  |  | 158 | 261 | 210 | 214 | 325 | DE 1607 | DE0633; DE0632; DE0630; DE0631; DE0629; DE0634 | 44118 | 226.955 | 93.538 | 98.134 | 62391.002 | 4228.356 | 319764544.874 | 615165194.357
DE-86 | Flensburg | Germany | EU | Hard coal | City of Flensburg | 54.8049 | 9.4327 | 1985 |  |  | no | Open | operational | 3 | 0 | 100 | 0 | 703634 | 748671 | 650869 | 668673 | 619385 | 694392 | 601118 | 641623 | 614950 | 543876 | 668226 | 631576 | 596836 | 350 | 283 | 274 | 37 | 54 | 205 | 211 | 313 | 249 | 272 | 159 | 119 | 226 | 223 | 6 | 2 | 1 | 1 | 2 | 3 | 0.06 | DE 760 | DE0181 | 104952 | 4.432 | 2.356 | 2.301 | 1688.09 | 100.399 | 6515516.033 | 12285833.98
DE-89 | Frankfurt/Main West | Germany | EU | Hard coal | Stadtwerke Frankfurt am Main Holding | 50.0986 | 8.6532 | 1989 |  |  | no | Open | operational | 2 | 0 | 144 | 0 | 1030106 | 1019423 | 822537 | 850969 | 966525 | 989598 | 961362 | 964592 | 948863 | 871180 | 845063 | 824067 | 929738 | 438 | 455 | 414 | 439 | 373 | 343 | 326.313 | 807 | 806 | 795 | 773 | 707 | 535 | 551.767 | 3 | 3 | 3 | 5 | 3 | 6 | 8.964 | DE 1078 | DE0191 | 44925 | 12.864 | 5.808 | 5.413 | 4153.106 | 261.786 | 18408502.509 | 35153379.165
DE-95 | Universitaet Freiburg | Germany | EU | Hard coal | Universitätsklinikum Freiburg | 48.0232 | 7.844 | 1927 | 2012 |  | no | Retired or fuel switch | no longer coal | 0 | 0 | 0 | 0 | 104786 | 114895 | 106760 | 113494 | 100505 | 98310 | 78079 | 69169 | 74799 | 67125 | 70178 | 73072 | 74561 | [7 empty] | 49 | 89 | 86 | 73 | 63 | 57 | [8 empty] | DE 1146 | DE0195 |  | 0.647 | 0.206 | 0.298 | 115.251 | 9.541 | 878087.761 | 1719795.071
DE-100 | Scholven/Buer | Germany | EU | Hard coal | Uniper | 51.6024 | 7.0099 | 1968 |  |  | no | Open | operational | 3 | 0 | 816.087 | 0 | 9815880 | 10671936 | 12646858 | 10576801 | 5758143 | 9392240 | 9184139 | 9669236 | 10221138 | 8808734 | 4720436 | 4242313 | 4300742 | 4332 | 4232 | 4072 | 3718 | 3626 | 1814 | 1567 | 7091 | 6819 | 6645 | 6110 | 5963 | 3418 | 2952 | 271 | 232 | 236 | 225 | 221 | 126 | 108 | DE 1205 | DE0204 | 44290 | 76.421 | 33.788 | 32.343 | 23143.936 | 1516.471 | 108924169.063 | 208401028.639
DE-106 | Grevenbroich-Frimmersdorf | Germany | EU | Lignite | RWE | 51.0585 | 6.5825 | 1966 | 2021 | 2016-10-24 | no | Open | standby | 2 | 0 | 635 | 0 | 17573788 | 19317451 | 19599684 | 18550870 | 16760568 | 14344492 | 15239887 | 9017270 | 4259517 | 4447694 | 4752557 | 4353370 | 3582337 | 5616 | 4864 | 2480 | 1206 | 1488 | 1141 | 883.797 | 9069 | 9729 | 5749 | 2776 | 3032 | 3004 | 2761.343 | 219 | 252 | 180 | 93 | 71 | 81 | 88.64 | DE 1605 | DE0218 | 43783 | 57.676 | 24.314 | 24.769 | 16262.491 | 1095.402 | 81554227.269 | 156627607.843
DE-107 | Grevenbroich-Neurath | Germany | EU | Lignite | RWE | 51.0372 | 6.5992 | 1972 |  |  | no | Open | operational | 7 | 0 | 4424 | 0 | 17980947 | 17917668 | 16795941 | 17950607 | 17870203 | 16939457 | 19563072 | 31227456 | 33254389 | 32441213 | 32069617 | 31321639 | 29900372 | 3188 | 2336 | 5831 | 6262 | 5982 | 6422 | 5571.22 | 11717 | 11687 | 20679 | 22784 | 22595 | 22340 | 21650.13 | 275 | 310 | 484 | 457 | 520 | 608 | 553.7 | DE 1606 | DE0219 | 43843 | 387.417 | 157.232 | 168.196 | 102481.861 | 7099.358 | 544426994.771 | 1048685659.476
DE-108 | Grosskrotzenburg Staudinger | Germany | EU | Hard coal | Uniper | 50.0877 | 8.9535 | 1992 |  |  | no | Open | operational | 1 | 0 | 553 | 0 | 4706058 | 4480280 | 5456662 | 4539918 | 4583548 | 4475300 | 3835134 | 3642569 | 2561945 | 900297 | 2182690 | 2427352 | 1889339 | 665 | 693 | 871 | 589 | 185 | 354 | 417 | 2771 | 2533 | 2399 | 1712 | 600 | 1453 | 1650 | 64 | 54 | 87 | 47 | 20 | 70 | 0.188 | DE 1876; DE 1786; DE 1429; DE 1785; DE 1379 | DE0224 | 44894 | 24.629 | 9.882 | 10.716 | 6100.686 | 443.23 | 34534244.446 | 66593722.779
DE-113 | Halle | Germany | EU | Hard coal | City of Halle | 51.4591 | 11.9929 | 1972 | 2005 |  | no | Retired or fuel switch | retired | 0 | 0 | 0 | 0 | 196184 | 257806 | 188035 | 6100 | 17991 | 26746 | 12203 | 15727 | 32219 | 17064 | 12344 | 9619 | 7354 | 2 | 2 | 1 | 1 | 1 | 3 | 0 | 62 | 55 | 42 | 105 | 117 | 177 | 196 | 0 | 0 | 0 | 0 | 0 | 0 | 0 | DE 1255 | DE0578; DE0231 | 74834 | 1.29 | 0.573 | 1.171 | 313.055 | 24.466 | 1815994.758 | 3496008.339
DE-119 | Hamburg-Tiefstack | Germany | EU | Hard coal | Vattenfall | 53.5261 | 10.0655 | 1993 |  |  | no | Open | operational | 1 | 0 | 205 | 0 | 1203737 | 1023185 | 1247800 | 1292173 | 1479819 | 1478950 | 1459471 | 1252103 | 1332735 | 1274327 | 1295279 | 1296112 | 1213337 | 716 | 755 | 674 | 786 | 757 | 755 | 391.6 | 1308 | 1255 | 1022 | 1054 | 988 | 866 | 518.5 | 7 | 7 | 7 | 11 | 8 | 11 | 7 | DE 951 | DE0240 | 237213 | 8.269 | 4.394 | 4.33 | 3138.029 | 187.228 | 12153026.01 | 22919933.932
DE-121 | Hamm Westfalen | Germany | EU | Hard coal | RWE | 51.6826 | 7.9699 | 2014 |  |  | no | Open | operational | 1 | 0 | 820 | 0 | 3406579 | 3180497 | 3378852 | 2958375 | 2877282 | 1897246 | 1016911 | 1078493 | 1496606 | 3757408 | 3881602 | 3403693 | 2709042 |  |  |  |  | 867 | 1180 | 1025.102 |  |  |  |  | 1337 | 2342 | 2135.704 |  |  |  |  | 45 | 26 | 27.99 | DE 1474; DE 206010 | DE0805 | 44612 | 59.033 | 25.737 | 25.121 | 18237.961 | 1164.679 | 83975551.288 | 160811271.679
DE-122 | Hannover | Germany | EU | Hard coal | Versorgungs- und Verkehrsgesellschaft Hannover mbH (VVG) | 52.4203 | 9.6476 | 1989 |  |  | no | Open | operational | 2 | 0 | 300 | 0 | 1687456 | 1842577 | 1768903 | 1625128 | 1747566 | 1867347 | 1835393 | 1774498 | 1703428 | 1723873 | 1726850 | 1667128 | 1590978 | 1101 | 1189 | 1221 | 1126 | 774 | 795 | 897.1 | 994 | 1065 | 1035 | 934 | 930 | 938 | 913.1 | 26 | 23 | 18 | 15 | 18 | 23 | 29.9 | DE 1387 | DE0249 | 70119 | 26.581 | 12.472 | 11.041 | 9014.768 | 559.91 | 38293864.524 | 72894903.294
DE-125 | Heilbronn | Germany | EU | Hard coal | EnBW | 49.1756 | 9.2076 | 1965 |  |  | no | Open | operational | 3 | 0 | 1066 | 0 | 3724808 | 4417234 | 4354679 | 3280484 | 2612942 | 3241050 | 2914670 | 3355407 | 4132820 | 3284784 | 3178511 | 2388302 | 2394697 | 1655 | 1359 | 1502 | 1910 | 1557 | 1482 | 1030.814 | 2161 | 1874 | 2140 | 2959 | 2147 | 2023 | 1384.802 | 9 | 13 | 22 | 44 | 35 | 32 | 20.794 | DE 1452 | DE0257 | 2434 | 52.446 | 24.121 | 21.934 | 17352.26 | 1085.28 | 75291390.586 | 143559451.079
DE-126 | Helmstedt Buschhaus | Germany | EU | Lignite | EPH | 52.1724 | 10.9768 | 1985 | 2020 | 2016-10-24 | no | Open | standby | 1 | 0 | 405 | 0 | 2583708 | 2213344 | 2592614 | 2270643 | 2060980 | 2209573 | 1811394 | 2179571 | 1531268 | 2753777 | 2278643 | 1798498 | 3 | 1776 | 1482 | 2242 | 1382 | 2727 | 2560 | 1910 | 1381 | 1033 | 1303 | 930 | 1659 | 1300 | 1000 | 14 | 9 | 11 | 6 | 5 | 2 | 5.2 | DE 1419 | DE0479 | 43277 | 9.91 | 5.05 | 3.998 | 3859.104 | 226.359 | 14501062.045 | 27401112.072
DE-128 | Herne | Germany | EU | Hard coal | STEAG | 51.5507 | 7.1875 | 1989 |  |  | no | Open | operational | 1 | 0 | 500 | 0 | 3272896 | 3575447 | 3094579 | 2783702 | 2228051 | 2475237 | 2456699 | 2337872 | 2624660 | 2690803 | 2654608 | 2173726 | 1531134 | 1343 | 1246 | 1333 | 1730 | 1601 | 1509 | 1029.913 | 1789 | 1794 | 1508 | 1938 | 1934 | 1881 | 1438.619 | 17 | 20 | 10 | 17 | 21 | 22 | 30.364 | DE 1312 | DE0261 | 44712 | 51.192 | 23.814 | 21.331 | 17314.489 | 1071.652 | 73643973.03 | 140279413.448
DE-129 | Herne Shamrock | Germany | EU | Hard coal | Uniper | 51.5285 | 7.1778 | 1957 | 2013 |  | no | Retired or fuel switch | retired | 0 | 0 | 0 | 0 | 694416 | 722379 | 839379 | 793597 | 643051 | 709189 | 643738 | 626636 | 264697 |  |  |  |  | 108 | 105 | 117 | 62 | 0 | 1 |  | 267 | 260 | 277 | 129 | 1 | 1 |  | 12 | 10 | 11 | 5 | 0 | 0 |  | DE 1381 | DE0262; DE0806 |  | 0.024 | 0.011 | 0.01 | 7.641 | 0.482 | 33937.992 | 64814.655
DE-130 | Mehrum | Germany | EU | Hard coal | EPH | 52.315 | 10.0914 | 1979 |  |  | no | Open | operational | 1 | 0 | 750 | 0 | 3914285 | 3957310 | 3572023 | 2400214 | 3296603 | 2953874 | 3039549 | 2626171 | 3254376 | 2836020 | 2540432 | 1757403 | 1929983 | 1672 | 1732 | 1883 | 3008 | 2494 | 2442 | 1155.7 | 2032 | 2094 | 2002 | 2540 | 2238 | 2002 | 1331.3 | 27 | 43 | 26 | 42 | 28 | 27 | 18 | DE 939 | DE0376 | 43260 | 70.895 | 34.688 | 29.031 | 25914.349 | 1557.141 | 102938011.325 | 195223352.716
DE-131 | Waehlitz | Germany | EU | Lignite | EPH | 51.1663 | 12.0764 | 1994 |  |  | no | Open | operational | 1 | 0 | 37.4 | 0 | 337207 | 332353 | 307480 | 298418 | 308135 | 285919 | 342094 | 324652 | 311188 | 312204 | 319041 | 302299 | 332791 | 298 | 384 | 357 | 363 | 366 | 366 | 307.6 | 109 | 158 | 152 | 134 | 127 | 136 | 150.2 | 1 | 2 | 3 | 4 | 2 | 2 | 2.3 | DE 1131 | DE0527 | 46985 | 5.874 | 3.116 | 2.748 | 2269.407 | 130.327 | 8679216.158 | 16329560.626
DE-138 | Huerth Goldenberg | Germany | EU | Lignite | RWE | 50.861 | 6.8434 | 1992 | 2015 |  | no | Retired or fuel switch | retired | 0 | 0 | 0 | 0 | 1394768 | 1664380 | 1492609 | 1541676 | 1359484 | 1318953 | 1707064 | 1642953 | 1501208 | 1277618 | 1164166 | 898303 | 847900 | 822 | 1069 | 1183 | 762 | 478 | 421 |  | 753 | 1008 | 1021 | 856 | 614 | 515 |  | 9 | 9 | 14 | 22 | 14 | 6 |  | DE 1601 | DE0268
DE-140 | Ibbenbueren | Germany | EU | Hard coal | RWE | 52.2888 | 7.7479 | 1985 |  |  | no | Open | operational | 1 | 0 | 838 | 0 | 3596816 | 4324981 | 4775857 | 4335239 | 2850500 | 4911078 | 4974808 | 4788487 | 2955603 | 4092086 | 3334278 | 3863723 | 2512586 | 4 | 6 | 0 | 1 | 1 | 1394 | 1730 | 3 | 4 | 3 | 7 | 6 | 2190 | 2540 | 0 | 0 | 0 | 0 | 0 | 28 | 53.9 | DE 1480 | DE0271 | 44288 | 51.965 | 23.385 | 21.896 | 16869.186 | 1056.265 | 74326780.713 | 141965416.538
DE-144 | Karcherstr. | Germany | EU | Hard coal | SWK - Stadtwerke Kaiserslautern | 49.435 | 7.7609 | 1996 |  |  | no | Open | operational | 1 | 0 | 14.5652 | 0 | 117166 | 119380 | 132610 | 146490 | 142189 | 170175 | 158257 | 148302 | 161576 | 142632 | 148712 | 132853 | 133027 | 200 | 97 | 97 | 110 | 122 | 89 |  | 208 | 157 | 173 | 197 | 157 | 114 |  | 2 | 1 | 2 | 5 | 6 | 2 |  | DE 1769; DE 1770; DE 1059 | DE0278 |  | 3.068 | 1.424 | 1.279 | 1024.565 | 63.969 | 4410867.073 | 8404171.215
DE-148 | Karlsruhe | Germany | EU | Hard coal | EnBW | 49.0143 | 8.3042 | 1985 |  |  | no | Open | operational | 2 | 0 | 1462 | 0 | 2475084 | 2450731 | 2307894 | 2626466 | 1788869 | 2168658 | 2421814 | 2178344 | 3030086 | 3621329 | 3874679 | 2985790 | 3841547 | 1078 | 1519 | 1568 | 2304 | 1388 | 1961 | 1567.9 | 1139 | 1423 | 1372 | 2130 | 1292 | 1804 | 1614 | 24 | 39 | 34 | 22 | 23 | 23 | 21 | DE 1457 | DE0281 | 2469 | 59.183 | 28.581 | 24.348 | 21207.44 | 1283.824 | 85723361.415 | 162762304.853
DE-150 | Kassel | Germany | EU | Lignite | City of Kassel | 51.2793 | 9.4833 | 1988 |  |  | no | Open | operational | 1 | 0 | 38 | 0 | 68594 | 65741 | 52954 | 54337 | 56889 | 73108 | 55971 | 191854 | 203897 | 183362 | 186628 | 200965 | 199298 | 122 | 102 | 56 | 126 | 91 | 94 | 48.289 | 217 | 177 | 108 | 136 | 112 | 129 | 138 | 1 | 1 | 0 | 1 | 1 | 2 | 0.353 | DE 1529 | DE0286; DE0285 | 44974 | 3.327 | 1.529 | 1.392 | 1098.12 | 68.79 | 4775974.236 | 9107044.577
DE-152 | Kiel East | Germany | EU | Hard coal | Uniper | 54.3387 | 10.177 | 1970 | 2019 | 2018-02-22 | no | Open | operational | 1 | 0 | 354 | 0 | 1819426 | 1806607 | 1454104 | 1893294 | 1912904 | 1828125 | 1169839 | 1849235 | 1749593 | 1581618 | 1438502 | 1212574 | 1116575 | 416 | 208 | 407 | 561 | 439 | 386 | 260.984 | 1250 | 802 | 1294 | 1285 | 1164 | 1057 | 914.268 | 49 | 35 | 37 | 35 | 30 | 37 | 46.998 | DE 1210 | DE0292 | 104959 | 12.797 | 6.687 | 8.035 | 4239.875 | 284.319 | 18637625.752 | 35302223.188
DE-154 | Cologne-Merkenich | Germany | EU | Lignite | Stadtwerke Köln GmbH (100% City of Cologne) | 51.0168 | 6.9634 | 2010 |  |  | no | Open | operational | 1 | 0 | 85 | 0 | 756530 | 821035 | 811820 | 772906 | 708713 | 657321 | 698924 | 603112 | 592066 | 336118 | 506597 | 455743 | 537244 | 84 | 187 | 176 | 294 | 139 | 86 | 76.865 | 472 | 505 | 462 | 546 | 287 | 317 | 271.467 | 1 | 3 | 4 | 6 | 2 | 4 | 2.256 | DE 1276 | DE0308 | 44130 | 5.348 | 2.147 | 2.33 | 1410.864 | 97.249 | 7503150.931 | 14463653.432
DE-155 | Leverkusen | Germany | EU | Hard coal | Currenta GmbH & Co. OHG | 51.0222 | 6.9859 | 1962 |  |  | no | Open | operational | 1 | 0 | 111.9565 | 0 | 899887 | 918085 | 896369 | 907650 | 827201 | 878891 | 840489 | 907908 | 804073 | 757014 | 760235 | 718721 | 705942 | 745 | 748 | 581 | 488 | 449 | 454 | 272.515 | 800 | 769 | 450 | 306 | 283 | 289 | 273.1 | 26 | 12 | 8 | 3 | 5 | 8 | 3.843 | DE 824 | DE0333; DE0335 | 44198 | 12.295 | 6.181 | 4.985 | 4653.899 | 276.791 | 17943175.855 | 33949102.822
DE-163 | Luenen | Germany | EU | Hard coal | STEAG | 51.616 | 7.4781 | 1962 |  |  | no | Open | operational | 2 | 0 | 520 | 0 | 1873951 | 2127693 | 2338406 | 2209558 | 1305191 | 1519357 | 1600001 | 1432104 | 1950633 | 1716226 | 1657015 | 1178742 | 995360 | 1117 | 1053 | 952 | 1172 | 1015 | 884 | 433.038 | 971 | 1010 | 915 | 1277 | 1152 | 1166 | 817.503 | 34 | 48 | 24 | 35 | 29 | 20 | 31.836 | DE 1313 | DE0352 | 44735 | 30.859 | 14.261 | 12.885 | 10275.247 | 641.35 | 44337883.448 | 84506117.335
DE-167 | Luenen-Stummhafen | Germany | EU | Hard coal | Trianel Kohlekraftwerk Lünen GmbH & Co. KG | 51.6141 | 7.4652 | 2013 |  |  | no | Open | operational | 1 | 0 | 820 | 0 | CO2 emissions (EU only) 2011: 313; CO2 emissions (EU only) 2012: 61206; CO2 emissions (EU only) 2013: 2806533; CO2 emissions (EU only) 2014: 3674288; CO2 emissions (EU only) 2015: 2078468; CO2 emissions (EU only) 2016: 3429207; CO2 emissions (EU only) 2017: 2647439 |  |  | 2 | 848 | 1142 | 588 | 990.011 |  |  | 10 | 924 | 1147 | 613 | 1033.912 |  |  | 0 | 43 | 39 | 21 | 27.944 | DE 4166 | DE0662 | 189251 | 18.811 | 8.968 | 7.769 | 6501.234 | 401.857 | 27176630.668 | 51663473.193
DE-170 | Mannheim | Germany | EU | Hard coal | RWE | 49.447 | 8.4925 | 1982 |  |  | no | Open | operational | 4 | 0 | 2146 | 0 | 7897305 | 7679643 | 7442552 | 7101147 | 6636511 | 6514534 | 5944121 | 6064558 | 6750151 | 6185024 | 7316094 | 7876220 | 6858626 | 1494 | 1824 | 1962 | 1935 | 1843 | 1419 | 1976.2 | 3547 | 3266 | 3190 | 3648 | 3502 | 3395 | 3449.5 | 156 | 130 | 101 | 142 | 115 | 139 | 130.1 | DE 1380 | DE0361 | 2475 | 68.668 | 29.433 | 29.331 | 19555.409 | 1320.844 | 97348841.706 | 186732914.708
DE-172 | Marl | Germany | EU | Hard coal | Evonik | 51.6784 | 7.1031 | 1971 |  |  | no | Open | operational | 2 | 0 | 135.9 | 0 | 2367654 | 2462834 | 2388058 | 2389526 | 2179266 | 2246296 | 2002467 | 2264547 | 2182394 | 2247149 | 1887037 | 1517311 | 1701963 | 873 | 989 | 1178 | 1057 | 1085 | 700 | 0.213 | 1736 | 1805 | 1975 | 1828 | 1856 | 1591 | 200.613 | 52 | 36 | 61 | 41 | 45 | 27 | 1.342 | DE 1747; DE 1748 | DE0370; DE0369; DE0371; DE0373; DE0372 |  | 32.195 | 13.814 | 13.759 | 9484 | 623.289 | 45664613.17 | 87570351.276
DE-173 | Mumsdorf | Germany | EU | Lignite | EPH | 51.0712 | 12.2608 | 1968 | 2013 |  | no | Retired or fuel switch | retired | 0 | 0 | 0 | 0 | 897240 | 858917 | 900334 | 867920 | 837063 | 918308 | 931353 | 905992 | 461331 | [25 empty] | DE 1137
DE-174 | Hafen Muenster | Germany | EU | Hard coal | CIty of Muenster | 51.9503 | 7.6405 | 1977 | 2005 |  | no | Retired or fuel switch | no longer coal | 0 | 0 | 0 | 0 | 182058 | 253302 | 257648 | 249876 | 245611 | 254094 | 257006 | 243902 | 225009 | 174033 | 186547 | 231081 | 216856 |  |  | 2 | 2 | 1 | 2 | 0 | 123 | 140 | 182 | 160 | 76 | 132 | 149 |  |  | 0 | 0 | 0 | 0 | 0 | DE 854 | DE0398 | 44270 | 1.532 | 0.498 | 0.703 | 279.987 | 22.952 | 2085264.736 | 4079525.485
DE-183 | Offenbach | Germany | EU | Hard coal | MVV Energie AG | 50.1113 | 8.7454 | 1990 |  |  | no | Open | operational | 1 | 0 | 60 | 0 | 298550 | 310403 | 215235 | 305133 | 243410 | 314986 | 256029 | 269409 | 277408 | 240615 | 236129 | 239875 | 233705 | 168 | 128 | 138 | 144 | 125 | 104 | 122.774 | 130 | 130 | 131 | 121 | 115 | 96 | 100.814 | 3 | 2 | 1 | 3 | 1 | 2 | 1.105 | DE 948 | DE0424 | 44877 | 3.155 | 1.524 | 1.298 | 1128.807 | 68.427 | 4569451.54 | 8675865.243
DE-186 | Jaenschwalde | Germany | EU | Lignite | EPH | 51.8335 | 14.4577 | 1981 |  |  | no | Open | operational | 6 | 0 | 3210 | 0 | 25245962 | 23732888 | 24189987 | 23457273 | 23256898 | 23486345 | 24034231 | 24424241 | 25395582 | 24196146 | 23325104 | 23756337 | 23626776 |  |  | 23387 | 23056 | 20946 | 17818 | 16100 |  |  | 19868 | 20528 | 19451 | 18639 | 19200 |  |  | 727 | 764 | 688 | 648 | 541 | DE 1456 | DE0750; DE0748; DE0747; DE0745; DE0749; DE0746 | 46361 | 380.701 | 194.562 | 215.953 | 130707.993 | 8138.123 | 556223243.707 | 1052055953.041
DE-187 | Petershagen Heyden | Germany | EU | Hard coal | Uniper | 52.3816 | 8.9986 | 1987 |  |  | no | Open | operational | 1 | 0 | 923 | 0 | 2610998 | 4100667 | 3678763 | 3967448 | 3956115 | 3874826 | 4227256 | 2542334 | 4130190 | 2189322 | 2757365 | 3004101 | 1977821 | 1377 | 2048 | 1250 | 2244 | 1010 | 1377 | 1417.874 | 2921 | 3253 | 1905 | 3012 | 1543 | 1796 | 2116.664 | 87 | 61 | 33 | 28 | 18 | 23 | 23.064 | DE 1291 | DE0432 | 44414 | 47.672 | 22.048 | 19.902 | 15962.44 | 992.319 | 68508440.596 | 130561887.114
DE-188 | Pforzheim | Germany | EU | Hard coal | SWP Stadtwerke Pforzheim GmbH & Co. KG | 48.897 | 8.7255 | 1990 | 2022 | 2018-07-23 | no | Open | operational | 1 | 0 | 29.7 | 0 | 244459 | 234184 | 192816 | 224183 | 152198 | 160758 | 163282 | 155237 | 139594 | 111988 | 112501 | 99800 | 133944 | 29 | 57 | 55 | 50 | 45 | 47 | 1.458 | 90 | 73 | 83 | 78 | 46 | 59 | 160 | 0 | 0 | 0 | 0 | 0 | 0 | 0.07 | DE 1077 | DE0433 | 2478 | 1.606 | 0.746 | 0.67 | 543.64 | 33.591 | 2309680.309 | 4400011.932
DE-190 | Veltheim | Germany | EU | Hard coal | Uniper | 52.189 | 8.9322 | 1965 | 2015 |  | no | Retired or fuel switch | retired | 0 | 0 | 0 | 0 | 1983198 | 1713130 | 1630782 | 1414081 | 1923259 | 1734744 | 1358185 | 1354577 | 1228978 | 1047903 | 174559 |  |  | 400 | 173 | 281 | 343 | 252 | 88 |  | 1295 | 1007 | 1005 | 907 | 839 | 227 |  | 62 | 55 | 68 | 65 | 54 | 17 |  | DE 1710 | DE0440 |  | 4.6 | 1.971 | 1.963 | 1248.109 | 87.752 | 6517456.24 | 12505198.331
DE-192 | Quierschied-Weiher | Germany | EU | Hard coal | STEAG | 49.3356 | 7.0309 | 1976 |  |  | no | Open | operational | 1 | 0 | 724 | 0 | 2801724 | 1853706 | 2838220 | 1948649 | 1767761 | 1568471 | 1620676 | 1603394 | 2094265 | 1513206 | 1678832 | 1355318 | 408420 | 1017 | 904 | 767 | 1400 | 1013 | 1207 | 661.878 | 750 | 935 | 1184 | 1485 | 1077 | 1162 | 959.07 | 1 | 18 | 4 | 9 | 7 | 13 | 12.429 | DE 845 | DE0447 | 3125 | 36.98 | 17.76 | 15.243 | 13153.218 | 798.119 | 53509105.714 | 101645801.31
DE-195 | Rostock | Germany | EU | Hard coal | EnBW | 54.1428 | 12.1329 | 1994 |  |  | no | Open | operational | 1 | 0 | 553 | 0 | 2237284 | 2826344 | 2435610 | 2607485 | 1731470 | 2485663 | 2553090 | 2862263 | 2416047 | 2577847 | 2339152 | 2636984 | 2335824 | 456 | 316 | 445 | 450 | 323 | 275 | 355.096 | 1997 | 2023 | 2254 | 1891 | 2044 | 1999 | 2132.224 | 25 | 31 | 34 | 33 | 44 | 49 | 56.81 | DE 1309 | DE0464 | 46405 | 17.199 | 8.815 | 12.776 | 5110.787 | 376.686 | 24812868.319 | 47209638.819
DE-197 | Saarbruecken Roemerbruecke | Germany | EU | Hard coal | Engie | 49.2237 | 7.0148 | 1988 |  |  | no | Open | operational | 1 | 0 | 52.8 | 0 | 282636 | 413660 | 306134 | 263652 | 267002 | 241308 | 227793 | 148827 | 166640 | 136707 | 140933 | 149843 | 173819 | 14 | 7 | 3 | 47 | 48 | 70 | 46.58 | 188 | 176 | 123 | 85 | 72 | 68 | 88.142 | 3 | 1 | 0 | 1 | 2 | 4 | 2.51 | DE 1746 | DE0588; DE0471 |  | 2.198 | 1.059 | 0.904 | 762.564 | 47.329 | 3181813.701 | 6043649.761
DE-200 | Schkopau | Germany | EU | Lignite | Uniper | 51.3985 | 11.9504 | 1996 |  |  | no | Open | operational | 2 | 0 | 980 | 0 | 6125032 | 6274756 | 5568101 | 6336633 | 6074922 | 5118074 | 5504797 | 5618341 | 5667523 | 5530643 | 5351933 | 5132962 | 5502113 | 4765 | 6413 | 7178 | 7763 | 7127 | 4173 | 2817 | 3322 | 3719 | 3605 | 3668 | 3560 | 3468 | 3118.458 | 88 | 124 | 91 | 85 | 98 | 124 | 80.895 | DE 1376 | DE0477 | 46848 | 82.318 | 42.492 | 44.535 | 29097.662 | 1776.524 | 120623022.034 | 227835898.734
DE-206 | Schwarze Pumpe | Germany | EU | Lignite | EPH | 51.5354 | 14.3538 | 1997 |  |  | no | Open | operational | 2 | 0 | 1600 | 0 | 12497670 | 12206179 | 12429784 | 12461307 | 10670204 | 11134090 | 11852591 | 12524246 | 11283451 | 11582879 | 12244201 | 12199320 | 11386634 | 7064 | 7538 | 9577 | 9002 | 7253 | 9237 | 8440 | 4606 | 4982 | 5432 | 5350 | 5048 | 5813 | 6000 | 48 | 76 | 111 | 115 | 76 | 66 | 105 | DE 1459 | DE0493 | 46366 | 165.309 | 86.189 | 85.023 | 61264.881 | 3610.718 | 243027549.713 | 458324851.796
DE-207 | Schweinfurt | Germany | EU | Hard coal | GKS Gemeinschaftskraftwerk Schweinfurt GmbH | 50.0301 | 10.2236 | 1990 |  |  | no | Open | operational | 2 | 0 | 29 | 0 | 178566 | 182316 | 173816 | 169160 | 158767 | 160637 | 168119 | 168710 | 106433 | 80818 | 84293 | 92761 | 98624 | 182 | 188 | 230 | 236 | 158 | 135 | 32.416 | 112 | 125 | 128 | 125 | 99 | 95 | 201 | 0 | 0 | 0 | 0 | 0 | 0 | 0.41 | DE 1543 | DE0485 | 45999 | 3.726 | 1.851 | 1.518 | 1402.259 | 83.122 | 5425368.191 | 10274972.598
DE-214 | Stuttgart-Muenster | Germany | EU | Hard coal | EnBW | 48.8154 | 9.2197 | 1982 |  |  | no | Open | operational | 2 | 0 | 96.4 | 0 | 406322 | 311835 | 268252 | 233544 | 252680 | 270417 | 170175 | 210029 | 254126 | 136656 | 225969 | 235281 | 269535 | 30 | 15 | 47 | 89 | 45 | 68 | 82.813 | 159 | 98 | 125 | 143 | 82 | 125 | 268 | 0 | 0 | 1 | 2 | 1 | 1 | 1.45 | DE 1463 | DE0503 | 2436 | 2.767 | 1.221 | 1.173 | 862.37 | 55.11 | 3944013.431 | 7545857.372
DE-215 | Krefeld-Uerdingen | Germany | EU | Hard coal | Currenta GmbH & Co. OHG | 51.3682 | 6.6624 | 1957 |  |  | no | Open | operational | 2 | 0 | 147.8261 | 0 | 1093481 | 1136178 | 1117340 | 1112219 | 994403 | 1095973 | 1055596 | 1036720 | 991003 | 891083 | 950446 | 994140 | 887879 | 595 | 502 | 446 | 447 | 400 | 575 | 391 | 612 | 550 | 507 | 467 | 421 | 473 | 448 | 10 | 9 | 11 | 12 | 8 | 19 | 0 | DE 833; DE 809 | DE0319; DE0318 | 43968 | 16.941 | 8.299 | 6.931 | 6103.483 | 371.374 | 24598814.885 | 46652278.173
DE-216 | Ulm Magirusstrasse | Germany | EU | Hard coal | EnBW | 48.3967 | 9.9654 | 1978 |  |  | no | Open | operational | 5 | 0 | 135 | 0 | 132432 | 136826 | 108058 | 118734 | 117520 | 146166 | 110381 | 113127 | 106081 | 54983 | 78274 | 88251 | 66827 | 183 | 197 | 137 | 104 | 100 | 101 | 90.14 | 195 | 236 | 144 | 97 | 82 | 93 | 260 | 5 | 4 | 5 | 2 | 2 | 3 | 2.64 | DE 630 | DE0512 | 2440 | 3.064 | 1.481 | 1.259 | 1088.193 | 66.406 | 4438045.624 | 8426126.706
DE-217 | Munich North | Germany | EU | Hard coal | Stadtwerke München GmbH | 48.1812 | 11.6398 | 1991 |  |  | no | Open | operational | 1 | 0 | 365 | 0 | 2230808 | 1684040 | 2185656 | 2138887 | 1897101 | 1985020 | 2062426 | 1873996 | 2032478 | 1754452 | 1902717 | 1827049 | 1701489 | 167 | 183 | 169 | 204 | 158 | 167 | 171.385 | 1266 | 1323 | 1221 | 1357 | 1165 | 1276 | 1680 | 17 | 43 | 41 | 31 | 48 | 44 | 22.477 | DE 741 | DE0516 | 45680 | 12.028 | 5.632 | 9.461 | 3084.088 | 236.351 | 17141365.639 | 32806568.067
DE-220 | Voelklingen-Fenne model+heat | Germany | EU | Hard coal | STEAG | 49.2491 | 6.879 | 1982 |  |  | no | Open | operational | 2 | 0 | 466 | 0 | 2274749 | 2062618 | 2199271 | 1576522 | 1497319 | 1643902 | 1723110 | 1639216 | 1578603 | 1631654 | 1687422 | 1492487 | 1046235 | 1345 | 1425 | 1331 | 1470 | 1534 | 1216 | 625.825 | 1370 | 1431 | 1412 | 1334 | 1422 | 1385 | 1036.346 | 15 | 21 | 18 | 15 | 14 | 16 | 16.949 | DE 889; DE 851 | DE0526; DE0587; DE0525 | 3124 | 39.743 | 18.701 | 16.497 | 13684.578 | 841.108 | 57292165.553 | 109024934.04
DE-222 | Voerde | Germany | EU | Hard coal | STEAG | 51.5762 | 6.6841 | 1982 | 2017 | 2016-06-02 | no | Retired or fuel switch | retired | 0 | 0 | 0 | 0 | 2560111 | 2216644 | 3255376 | 1664805 | 1601830 | 1525602 | 1235803 | 1472141 | 2422892 | 1881919 | 1623246 | 914677 | 261796 | 1424 | 1041 | 1134 | 1853 | 1628 | 1360 | 494.842 | 1157 | 963 | 1118 | 1877 | 1442 | 1224 | 682.779 | 18 | 18 | 9 | 21 | 15 | 16 | 6.592 | DE 1592 | DE0522 | 43914 | 40.754 | 19.732 | 16.751 | 14657.377 | 886.165 | 59057385.315 | 112106889.412
DE-223 | Voerde West | Germany | EU | Hard coal | STEAG | 51.5785 | 6.6819 | 1971 | 2017 | 2017-01-20 | no | Retired or fuel switch | retired | 0 | 0 | 0 | 0 | 5019006 | 7310352 | 6925790 | 6725662 | 3902264 | 6237660 | 5676619 | 5812857 | 5256040 | 4581767 | 4430371 | 4487789 | 1045825 | 2840 | 2801 | 2958 | 2709 | 2195 | 2231 | 2296.445 | 4699 | 4426 | 4463 | 3972 | 3512 | 3340 | 3444.674 | 34 | 49 | 52 | 63 | 58 | 34 | 57.894 | DE 1318 | DE0523 | 43886 | 82.023 | 37.231 | 34.455 | 26719.404 | 1677.825 | 117483611.701 | 224248582.836
DE-226 | Frechen/Wachtberg | Germany | EU | Lignite | RWE | 50.8942 | 6.7911 | 1959 |  |  | no | Open | operational | 1 | 0 | 128.2609 | 0 | 1634028 | 1613914 | 1719506 | 1608394 | 1210712 | 1264264 | 1299544 | 1625910 | 1699684 | 1549080 | 1495937 | 1196824 | 1310090 | 300 | 323 | 386 | 307 | 265 | 264 | 413 | 324 | 331 | 479 | 456 | 401 | 399 | 685 | 4 | 6 | 13 | 24 | 18 | 15 | 124 | DE 1603 | DE0192 | 44486 | 23.455 | 10.893 | 9.726 | 6536.893 | 474.619 | 33666590.015 | 64208677.956
DE-227 | Walheim | Germany | EU | Hard coal | EnBW | 49.0177 | 9.1577 | 1964 |  |  | no | Open | standby | 2 | 0 | 267 | 0 | 1013294 | 1118468 | 642858 | 536103 | 343133 | 294670 | 279155 | 654544 | 729327 | 299957 | 57780 | 57170 | 74782 | 161 | 202 | 398 | 453 | 158 | 59 | 57.675 | 238 | 217 | 447 | 553 | 249 | 83 | 76.793 | 5 | 7 | 16 | 15 | 6 | 1 | 0.871 | DE 1464 | DE0531 |  | 2.109 | 0.966 | 0.884 | 695.955 | 43.491 | 3025659.679 | 5771180.85
DE-228 | Wedel | Germany | EU | Hard coal | Vattenfall | 53.5665 | 9.7257 | 1961 |  |  | no | Open | operational | 2 | 0 | 289.7 | 0 | 1551522 | 1511133 | 1319287 | 1376488 | 1426601 | 1477071 | 1150678 | 1366972 | 1283601 | 1334749 | 1399778 | 1327551 | 1136524 | 539 | 329 | 528 | 599 | 618 | 650 | 653.736 | 859 | 655 | 858 | 783 | 832 | 856 | 920.664 | 30 | 45 | 45 | 35 | 55 | 43 | 29.211 | DE 952 | DE0536 | 157770 | 15.505 | 8.228 | 8.286 | 5585.519 | 348.596 | 22754174.892 | 42944254.392
DE-229 | Werdohl-Elverlingsen | Germany | EU | Hard coal | ENERVIE | 51.2754 | 7.7046 | 1971 | 2018 | 2018-03-02 | no | Retired or fuel switch | retired | 0 | 0 | 0 | 0 | 1962170 | 2104232 | 1557160 | 1933986 | 1532082 | 1911226 | 1792321 | 2362986 | 2181997 | 1290161 | 600596 | 379319 | 189339 | 960 | 838 | 1382 | 1236 | 689 | 221 | 195.29 | 1424 | 1274 | 1620 | 1516 | 931 | 454 | 249.256 | 34 | 30 | 48 | 29 | 28 | 10 | 8.24 | DE 1526 | DE0541 | 44576 | 9.653 | 4.207 | 4.105 | 2898.733 | 189.461 | 13726864.243 | 26291500.927
DE-232 | Werne Gersteinwerk | Germany | EU | Hard coal | RWE | 51.6734 | 7.708 | 1984 |  |  | no | Open | operational | 1 | 0 | 665.5 | 0 | 847467 | 725634 | 830154 | 1044615 | 1438267 | 734213 | 155528 | 34406 | 6775 | 2314 | 1635 | 1305 | 24671 |  |  | 0 | 0 | 0 | 0 | 1270 | 440 | 59 | 14 | 4 | 0 | 0 | 1530 | 5 | 1 | 0 | 0 | 0 | 0 | 0.026 | DE 1481 | DE0542; DE0545; DE0543; DE0544 | 44732 | 0.004 | 0.001 | 0.002 | 0.523 | 0.062 | 5263.932 | 10196.805
DE-233 | Wilhelmshaven | Germany | EU | Hard coal | Uniper | 53.565 | 8.1469 | 1976 |  |  | no | Open | operational | 1 | 0 | 788.1 | 0 | 3424354 | 3553304 | 3141009 | 3761046 | 3411203 | 3098047 | 4099227 | 3540403 | 3964501 | 3247055 | 2931068 | 2811433 | 1322071 | 1386 | 2183 | 1823 | 1994 | 1698 | 1566 | 1361.448 | 2045 | 2648 | 2318 | 2397 | 2031 | 1989 | 1832.734 | 136 | 163 | 72 | 49 | 33 | 61 | 100.939 | DE 969 | DE0551; DE0550 | 43585 | 54.235 | 25.226 | 22.589 | 18043.016 | 1131.839 | 78005068.513 | 148603339.846
DE-234 | Wolfsburg North | Germany | EU | Hard coal | Volkswagen AG | 52.4317 | 10.787 | 2000 | 2022 | 2018-03-08 | no | Open | operational | 2 | 0 | 140 | 0 | 809562 | 725114 | 742994 | 730592 | 725456 | 817817 | 790396 | 776041 | 825081 | 780774 | 778198 | 757722 | 774121 | [6 empty] | 447.16 | [6 empty] | 369.1 | [6 empty] | 6.97 | DE 1527
DE-236 | Wolfsburg West | Germany | EU | Hard coal | Volkswagen AG | 52.4295 | 10.7683 | 1985 | 2022 | 2018-03-08 | no | Open | operational | 2 | 0 | 306 | 0 | 1488662 | 1438767 | 1398892 | 1521587 | 1431245 | 1781941 | 1829883 | 1556344 | 1610447 | 1841809 | 1847361 | 1797455 | 1721936 | 1714 | 1960 | 1762 | 1860 | 1188 | 1457 | 1002.67 | 1535 | 1659 | 1406 | 1511 | 1575 | 1626 | 1645.1 | 72 | 58 | 53 | 66 | 67 | 65 | 29.69 | DE 1515 | DE0557; DE0556 | 43302 | 48.054 | 22.735 | 19.896 | 16331.729 | 1018.22 | 69323829.254 | 131877517.135
DE-238 | Wuppertal-Elberfeld | Germany | EU | Hard coal | WSW Wuppertaler Stadtwerke GmbH | 51.2482 | 7.1201 | 1989 | 2018 |  | no | Retired or fuel switch | retired | 0 | 0 | 0 | 0 | 458629 | 549673 | 474767 | 363816 | 444519 | 468354 | 402906 | 480592 | 418879 | 432319 | 446963 | 437320 | 356373 | 232 | 177 | 203 | 177 | 198 | 177 | 187 | 291 | 220 | 271 | 215 | 202 | 228 | 271 | 4 | 5 | 7 | 4 | 0 | 0 | 0 | DE 883 | DE0565 | 43758 | 6.041 | 2.794 | 2.523 | 2042.498 | 125.982 | 8682995.492 | 16546789.69
DE-243 | Zolling-Leininger | Germany | EU | Hard coal | Engie | 48.4552 | 11.7995 | 1986 |  |  | no | Open | operational | 1 | 0 | 474 | 0 | 1972741 | 1798761 | 2024340 | 2129345 | 1968608 | 1582093 | 1346754 | 2008404 | 2022675 | 1778371 | 1740813 | 1639527 | 1502946 | 0 | 0 | 1 |  | 0 | 0 | 943 | 4 | 4 | 10 |  | 1 | 4 | 1200 | 0 | 0 | 0 |  | 0 | 0 | 0 | DE 963 | DE0571 | 256988 | 21.141 | 10.535 | 13.36 | 7080.079 | 443.972 | 30687365.013 | 58218800.101
DE-246 | Hamburg-Moorburg | Germany | EU | Hard coal | Vattenfall | 53.4897 | 9.9482 | 2015 |  |  | no | Open | operational | 2 | 0 | 1640 | 0 | CO2 emissions (EU only) 2013: 121753; CO2 emissions (EU only) 2014: 1563058; CO2 emissions (EU only) 2015: 4475585; CO2 emissions (EU only) 2016: 5547941; CO2 emissions (EU only) 2017: 6157809 | [6 empty] | 1020 | [6 empty] | 1360 | [6 empty] | 64.9 | DE 206180 |  | 293020 | 9.031 | 4.749 | 5.299 | 3303.914 | 203.293 | 13207961.834 | 24967155.69
DE-247 | Wilhelmshaven Engie | Germany | EU | Hard coal | Engie | 53.5788 | 8.1327 | 2015 |  |  | no | Open | operational | 1 | 0 | 794.5652 | 0 | CO2 emissions (EU only) 2013: 101548; CO2 emissions (EU only) 2014: 1169342; CO2 emissions (EU only) 2015: 2656618; CO2 emissions (EU only) 2016: 1069696; CO2 emissions (EU only) 2017: 2114040 |  |  |  | 14 | 207 | 403 | 166.243 |  |  |  | 124 | 694 | 757 | 300.508 |  |  |  | 0 | 5 | 12 | 2.731 | DE 205778 | DE0810 | 200943 | 16.657 | 7.335 | 7.063 | 5133.892 | 330.685 | 23731594.387 | 45413309.235
DE-249 | Frankfurt/Oder | Germany | EU | Lignite | City of Frankfurt (Oder) | 52.3182 | 14.5315 | 1997 | 2022 | 2018-08-07 | no | Open | operational | 1 | 0 | 49 | 0 | 210768 | 208227 | 192361 | 182064 | 184442 | 192007 | 176903 | 179881 | 177996 | 161046 | 168087 | 175163 | 164665 | 131 | 156 | 162 | 153 | 184 | 195 | 173.863 | 153 | 140 | 139 | 137 | 146 | 143 | 148.416 | 0 | 0 | 0 | 0 | 1 | 0 | 0.61 | DE 865 | DE0182 | 46316 | 3.604 | 1.867 | 1.915 | 1326.461 | 78.359 | 5289669.683 | 9983653.501
DE-250 | Stuttgart-Gaisburg | Germany | EU | Hard coal | EnBW | 48.7827 | 9.2312 | 2009 |  |  | no | Open | operational | 1 | 0 | 25 | 0 | 142915 | 154244 | 109716 | 130531 | 145845 | 190272 | 143252 | 167931 | 162259 | 153309 | 167006 | 128783 | 149856 | 97 | 52 | 64 | 70 | 75 | 80 | 66.33 | 66 | 42 | 45 | 39 | 53 | 56 | 39.99 | 0 | 1 | 1 | 1 | 0 | 0 | 0.83 | DE 1458 | DE0502 |  | 2.215 | 1.103 | 0.901 | 833.74 | 49.493 | 3226569.96 | 6109573.904
DE-251 | Fortuna Nord | Germany | EU | Lignite | RWE | 50.9869 | 6.6581 | 1984 |  |  | no | Open | operational | 1 | 0 | 16.3043 | 0 | 1060298 | 977009 | 1033304 | 419805 | 362076 | 424397 | 426286 | 426286 | 442684 | 487027 | 426329 | 409274 | 400907 | [6 empty] | 776 | [6 empty] | 280 | [6 empty] | 148 | DE 1602 |  | 44485 | 24.07 | 12.716 | 9.537 | 8842.406 | 557.217 | 35422370.099 | 66764823.66
DE-252 | Huerth Ville/Berrenrath | Germany | EU | Lignite | RWE | 50.8671 | 6.8361 | 1991 |  |  | no | Open | operational | 1 | 0 | 56.5217 | 0 | 1016733 | 1020873 | 1105032 | 1038219 | 841867 | 826218 | 854622 | 992342 | 1079838 | 1064974 | 957744 | 805275 | 825612 | [21 empty] | DE 1604 |  |  | 17.199 | 7.519 | 7.286 | 4625.155 | 332.112 | 24443651.324 | 46835655.209
DK-4 | Ostkraft | Denmark | EU | Hard coal | Bornholms Energi & Forsyning | 55.0928 | 14.6961 | 1995 | 2016 |  | no | Retired or fuel switch | no longer coal | 0 | 0 | 0 | 0 | 68320 | 79355 | 57270 | 64917 | 71837 | 80708 | 48195 | 48744 | 67007 | 40855 | 45809 | 49648 | 32480 | [21 empty] | DK 91
DK-5 | Esbjerg | Denmark | EU | Hard coal | Orsted | 55.4551 | 8.4578 | 1992 | 2023 | 2017-02-02 | no | Open | operational | 1 | 0 | 407 | 0 | 1502942 | 2042001 | 1806807 | 1158930 | 1318927 | 1322607 | 1832387 | 1620813 | 2045749 | 1448072 | 875783 | 1212705 | 767819 | 99 | 115 | 112 | 131 | 87 | 54 | 144 | 320 | 516 | 570 | 691 | 415 | 148 | 200 | 26 | 43 | 20 | 34 | 18 | 14 | 15 | DK 80 | DK0013 | 6879 | 1.758 | 0.918 | 1.113 | 593.025 | 39.143 | 2560174.113 | 4849540.247
DK-8 | Avedore | Denmark | EU | Hard coal | Orsted | 55.6021 | 12.4837 | 1990 | 2016 |  | no | Retired or fuel switch | no longer coal | 0 | 0 | 0 | 0 | 902466 | 1425592 | 2192353 | 1890106 | 1772512 | 1625381 | 1543126 | 1007432 | 1458805 | 884002 | 721170 | 593983 | 337418 | 74 | 56 | 61 | 459 | 225 | 272 | 141 | 660 | 680 | 363 | 721 | 470 | 508 | 597 | 13 | 9 | 7 | 67 | 32 | 13 | 15 | DK 42 | DK0023; DK0022; DK0024; DK0025 | 9893 | 7.147 | 3.758 | 4.198 | 2589.088 | 160.666 | 10450033.627 | 19755579.059
DK-10 | Asnaes | Denmark | EU | Hard coal | Orsted | 55.6615 | 11.0848 | 1962 | 2023 | 2017-02-02 | no | Open | operational | 3 | 0 | 1057 | 0 | 2499732 | 4167135 | 3246567 | 2484733 | 2430356 | 1929476 | 1607061 | 727317 | 1179576 | 943707 | 695549 | 952588 | 1048994 |  |  |  | 116 | 91 | 67 | 83.5 |  |  |  | 1607 | 1048 | 852 | 1007.6 |  |  |  | 17 | 18 | 3 | 8.6 | DK 48 | DK0014; DK0015 | 9603 | 6.23 | 3.154 | 5.055 | 1855.935 | 136.327 | 8943592.526 | 17054982.227
DK-11 | Amager | Denmark | EU | Hard coal | HOFOR |  |  | 1989 |  |  | 2030 | Open | operational | 1 | 0 | 263 | 0 | 1242910 | 1494879 | 1335663 | 1089604 | 1684995 | 1397806 | 1254754 | 994804 | 1232563 | 1262754 | 862186 | 1109048 | 962853 | 304 | 333 | 216 | 222 | 221 | 90 | 115.5 | 421 | 282 | 410 | 604 | 602 | 414 | 256.4 | 22 | 30 | 26 | 112 | 112 | 79 | 63.5 | DK 52 | DK0083; DK0082 | 237716 | 2.098 | 1.086 | 1.434 | 633.769 | 46.069 | 3039589.478 | 5771329.109
DK-14 | Fyns | Denmark | EU | Hard coal | Funen district heating | 55.4294 | 10.4102 | 1991 |  |  | 2030 | Open | operational | 1 | 0 | 362 | 0 | 1771954 | 2118231 | 1802814 | 1964639 | 1956875 | 1996064 | 1329553 | 1636993 | 1659785 | 1254385 | 901683 | 1155662 | 1053586 |  |  |  | 272 | 123 | 107 | 105.822 |  |  |  | 410 | 387 | 129 | 142.467 |  |  |  | 53 | 21 | 10 | 18.7554 | DK 69 | DK0087; DK0088 |  | 2.4 | 1.274 | 1.267 | 900.913 | 54.255 | 3525495.973 | 6650350.13
DK-16 | Stigsnaes | Denmark | EU | Hard coal | Orsted | 55.2072 | 11.2513 | 1966 | 2012 |  | no | Retired or fuel switch | retired | 0 | 0 | 0 | 0 | 621590 | 1647231 | 903489 | 579664 | 216269 | 155899 | 18400 | 13049 | 75 | [25 empty] | DK 49
DK-17 | Studstrup | Denmark | EU | Hard coal | Orsted | 56.2515 | 10.3438 | 1984 | 2016 |  | no | Retired or fuel switch | no longer coal | 0 | 0 | 0 | 0 | 2227935 | 3138306 | 2339894 | 2743711 | 2624864 | 2470171 | 2226004 | 2197138 | 2555142 | 1849965 | 1477579 | 1380714 | 475338 | 90 | 151 | 188 | 310 | 164 | 167 | 183 | 578 | 685 | 430 | 471 | 254 | 259 | 253 | 29 | 42 | 54 | 69 | 78 | 34 | 7 | DK 71 | DK0035 | 10313 | 4.175 | 2.207 | 2.327 | 1500.972 | 93.81 | 6117131.973 | 11553659.567
DK-19 | Nordjylland | Denmark | EU | Hard coal | Aalborg Forsyning | 57.0776 | 10.0404 | 1977 |  |  | 2030 | Open | operational | 2 | 0 | 716 | 0 | 1862211 | 2629588 | 2760325 | 2018875 | 2377528 | 2694732 | 1790296 | 1401217 | 2167889 | 2038561 | 1269764 | 1633507 | 1142840 |  |  |  | 68 | 99 | 36 | 36.3 |  |  |  | 131 | 146 | 106 | 198.6 |  |  |  | 217 | 78 | 20 | 56.7 | DK 78 | DK0085 |  | 1.267 | 0.662 | 0.8 | 409.592 | 28.073 | 1844719.17 | 3495138.206
EL-1 | Agios Dimitrios | Greece | EU | Lignite | PPC | 40.3938 | 21.9251 | 1984 |  |  | no | Open | operational | 5 | 0 | 1595 | 0 | 13629229 | 12362217 | 12954019 | 11803191 | 12919320 | 14292671 | 14228640 | 14732181 | 13105386 | 11810688 | 10558256 | 9050119 | 8936672 | 46386 | 30073 | 28930 | 28162 | 15432 | 15780 | 5970 | 20258 | 20962 | 17671 | 14690 | 13173 | 10999 | 8699 | 861 | 971 | 730 | 456 | 769 | 457 | 653 | GR 15 | GR0021; GR0022; GR0023 | 14245 | 167.973 | 98.585 | 143.42 | 50812.326 | 5763.929 | 258806284.983 | 478031993.705
EL-2 | Amintaio | Greece | EU | Lignite | PPC | 40.6193 | 21.6829 | 1987 |  |  | no | Open | operational | 2 | 0 | 600 | 0 | 5124545 | 5119688 | 3922271 | 5256992 | 4396383 | 4609479 | 5056625 | 5016496 | 4197293 | 4095373 | 3743116 | 2652482 | 2751115 | 37866 | 31904 | 20000 | 8558 | 17354 | 15277 | 9917 | 4436 | 5064 | 3242 | 2718 | 3146 | 3193 | 2309 | 820 | 662 | 430 | 380 | 923 | 683 | 564 | GR 16 | GR0027 | 14254 | 136.365 | 76.492 | 80.282 | 44573.948 | 4396.168 | 209033884.306 | 386969292.844
EL-3 | Melitis (Florina) | Greece | EU | Lignite | PPC | 40.811 | 21.601 | 2003 |  |  | no | Open | operational | 1 | 0 | 330 | 0 | 1955721 | 1723533 | 2031377 | 1846726 | 1875199 | 2196000 | 1900480 | 1877823 | 1452834 | 2098480 | 1605506 | 1557925 | 2273794 | 2057 | 1578 | 710 | 494 | 940 | 1059 | 848.9261 | 1197 | 1057 | 941 | 877 | 907 | 694 | 669 | 42 | 51 | 28 | 15 | 15 | 12 | 8.9856 | GR 19 | GR0051 | 14255 | 10.972 | 6.424 | 9.224 | 3382.68 | 376.964 | 16910575.672 | 31230791.346
EL-4 | Kardia | Greece | EU | Lignite | PPC | 40.41 | 21.786 | 1975 |  |  | no | Open | operational | 4 | 0 | 1250 | 0 | 9815429 | 8763371 | 9505560 | 9644380 | 9646055 | 8399515 | 9285357 | 10635171 | 8905278 | 8548594 | 8870729 | 5589447 | 6397011 | 4116 | 7715 | 8718 | 3791 | 5276 | 6924 | 3080 | 9566 | 9377 | 8654 | 9925 | 8226 | 8063 | 5210 | 2407 | 2417 | 3077 | 5582 | 4034 | 1675 | 778 | GR 14 | GR0030; GR0029; GR0031; GR0032 | 14247 | 96.477 | 57.748 | 92.618 | 24300.843 | 3266.593 | 148254595.3 | 274188140.749
EL-5 | Ptolemaida | Greece | EU | Lignite | PPC | 40.4809 | 21.7269 | 2019 |  |  | no | Construction | construction | 0 | 1 | 0 | 660 | 3487897 | 3839630 | 4330643 | 5150138 | 5027815 | 4204275 | 4376666 | 4068466 | 3406363 | 2541516 |  |  |  | 4865 | 7415 | 8296 | 5200 | 1642 |  |  | 3946 | 3704 | 2434 | 1811 | 2002 |  |  | 6803 | 7553 | 7048 | 5625 | 6463 |  |  | GR 13 | GR0054; GR0053; GR0052
EL-6 | Liptol | Greece | EU | Lignite | PPC | 40.4742 | 21.7367 | 1959 | 2013 |  | no | Retired or fuel switch | retired | 0 | 0 | 0 | 0 | 358515 | 282003 | 335340 | 250409 | 233999 | 153502 | 158900 | 152349 | 117887 |  |  |  |  | 213 | 140 | 128 | 105 |  |  |  | 180 | 180 | 176 | 143 |  |  |  | 103 | 77 | 44 | 34 |  |  |  | GR 12 | GR0046
EL-7 | Megalopoli A | Greece | EU | Lignite | PPC | 37.418 | 22.109 | 1975 |  |  | no | Open | operational | 1 | 0 | 300 | 0 | 5518005 | 5072642 | 5672797 | 5300608 | 4461751 | 3422835 | 3076864 | 3237667 | 2402432 | 2782295 | 2422022 | 1898669 | 2624012 | 47936 | 15360 | 1290 | 842 | 1594 | 1131 | 886 | 2515 | 1978 | 1399 | 963 | 1304 | 899 | 758 | 1927 | 790 | 36 | 42 | 24 | 37 | 41.9626 | GR 17 | GR0049; GR0048; GR0047 | 14192 | 12.485 | 7.378 | 11.17 | 3710.432 | 431.8 | 19248302.718 | 35543561.112
EL-8 | Megalopoli B | Greece | EU | Lignite | PPC | 37.416 | 22.067 | 1991 |  |  | no | Open | operational | 1 | 0 | 300 | 0 | 3151497 | 3422536 | 3329512 | 2190791 | 2914168 | 2694745 | 3009880 | 2658081 | 2847872 | 2418698 | 2205148 | 2378802 | 2609505 | 2324 | 1396 | 1525 | 1168 | 1049 | 1957 | 893 | 1718 | 3962 | 2445 | 1867 | 1373 | 914 | 1342 | 162 | 231 | 103 | 91 | 78 | 53 | 89.684 | GR 18 | GR0050 | 14191 | 19.116 | 11.01 | 14.202 | 6022.806 | 640.776 | 29397797.196 | 54343752.916
ES-3 | Alcudia II | Spain | EU | Hard coal | Endesa | 39.8106 | 3.0913 | 1981 |  |  | no | Open | operational | 4 | 0 | 510 | 0 | 3351767 | 3180168 | 3028230 | 3237556 | 3363927 | 3302849 | 3000315 | 2902413 | 2521852 | 2347959 | 1987163 | 2362349 | 2662587 |  |  |  | 4689 | 4596 | 3118 | 4944.2 |  |  |  | 3005 | 3162 | 1866 | 2763.6 |  |  |  | 156 | 157 | 103 | 91.7 | ES 680 | ES0229; ES0227; ES0228; ES0226 | 6617 | 54.134 | 34.769 | 40.356 | 19791.817 | 1620.056 | 83309623.459 | 153834341.014
ES-6 | Teruel/Andorra | Spain | EU | Lignite | Endesa | 40.9971 | -0.3806 | 1979 |  |  | no | Open | operational | 3 | 0 | 1101.4 | 0 | 7350920 | 6347323 | 6785883 | 4707027 | 2608886 | 1702691 | 5959105 | 4668925 | 3632387 | 4787410 | 4663461 | 3366529 | 4810192 | 11237 | 31652 | 23267 | 25487 | 36152 | 36157 | 16571.89 | 4891 | 16513 | 12931 | 7525 | 9557 | 9488 | 5369.17 | 153 | 596 | 460 | 371 | 596 | 551 | 229.17 | ES 173 | ES0116 | 8966 | 570.099 | 358.581 | 298.355 | 220942.188 | 16646.643 | 874725987.691 | 1617365626.3
ES-7 | As Pontes | Spain | EU | Hard coal | Endesa | 43.4433 | -7.8608 | 1976 |  |  | no | Open | operational | 4 | 0 | 1468.5 | 0 | 9324833 | 9122201 | 8916048 | 7026553 | 5215362 | 4457122 | 6640647 | 8944441 | 6610765 | 6909512 | 7542286 | 6930136 | 8115483 | 3697 | 6956 | 10182 | 6826 | 7109 | 10409 | 10036.53 | 6268 | 8869 | 11097 | 8477 | 9168 | 9529 | 8108.56 | 298 | 373 | 620 | 435 | 305 | 225 | 247.77 | ES 647 | ES0120 | 8972 | 194.609 | 127.211 | 180.098 | 68400.072 | 5954.592 | 300333307.8 | 553878297.907
ES-10 | Litoral | Spain | EU | Hard coal | Endesa | 36.9802 | -1.9037 | 1984 |  |  | no | Open | operational | 2 | 0 | 1159 | 0 | 7243470 | 6326518 | 7426267 | 4995507 | 5085432 | 3838520 | 4418555 | 5763041 | 5304960 | 5005892 | 6440967 | 4544969 | 5484871 | 6867 | 8662 | 11527 | 10214 | 9872 | 14830 | 7587.01 | 5932 | 7159 | 8992 | 7328 | 7150 | 10170 | 6436.62 | 243 | 119 | 263 | 329 | 159 | 216 | 131.62 | ES 43 | ES0123 | 8973 | 261.557 | 168.986 | 209.223 | 95046.472 | 7892.734 | 402951099.257 | 743701911.663
ES-11 | Abono | Spain | EU | Hard coal | HC Energia | 43.5527 | -5.7235 | 1974 |  |  | no | Open | operational | 2 | 0 | 916.2 | 0 | 7949095 | 6960496 | 7898487 | 6598838 | 5718881 | 4621665 | 5543396 | 6165633 | 6863160 | 6785247 | 7545959 | 5536720 | 8190417 | 4435 | 4785 | 9463 | 7123 | 7324 | 8488 | 6131.84 | 4649 | 6470 | 7813 | 8845 | 8188 | 9036 | 4661.19 | 210 | 223 | 368 | 420 | 335 | 646 | 584.47 | ES 201 | ES0100; ES0099 | 8521 | 167.049 | 109.673 | 165.397 | 56664.656 | 5124.555 | 257864209.489 | 475516005.466
ES-12 | Cercs | Spain | EU | Lignite | Uniper | 42.1757 | 1.8568 | 1971 | 2011 |  | no | Retired or fuel switch | retired | 0 | 0 | 0 | 0 | CO2 emissions (EU only) 2005: 891905; CO2 emissions (EU only) 2006: 1022993; CO2 emissions (EU only) 2007: 732426; CO2 emissions (EU only) 2008: 423328; CO2 emissions (EU only) 2009: 395150; CO2 emissions (EU only) 2010: 535477; CO2 emissions (EU only) 2011: 15326 | 3756 | 34 | [5 empty] | 2363 | 32 | [5 empty] | 344 | 17 | [5 empty] | ES 430 | ES0088
ES-13 | Escatron-5 | Spain | EU | Lignite | Uniper | 41.2808 | -0.2178 | 1953 | 2006 |  | no | Retired or fuel switch | retired | 0 | 0 | 0 | 0 | CO2 emissions (EU only) 2005: 67133; CO2 emissions (EU only) 2006: 5556 | 0 | 0 | 0 |  | 0 | 0 |  | 23 | 7 | 7 | 3 | 16 | 8 |  | 0 | 0 | 0 | 0 | 0 | 0 |  | ES 174 | ES0178; ES0176; ES0174; ES0175; ES0177; ES0171; ES0173; ES0172 |  | 0.035 | 0.027 | 0.105 | 5.814 | 1.322 | 55386.105 | 100791.82
ES-15 | Escucha | Spain | EU | Lignite | Uniper | 41.2966 | -0.8163 | 1970 | 2012 |  | no | Retired or fuel switch | retired | 0 | 0 | 0 | 0 | 982336 | 947485 | 404548 | 834231 | 398515 | 144638 | 418959 | 390838 | [5 empty] | 6314 | 17217 | 18243 |  |  |  |  | 690 | 1864 | 2200 |  |  |  |  | 91 | 407 | 357 |  |  |  |  | ES 175 | ES0086
ES-16 | Puente Nuevo | Spain | EU | Hard coal | Viesgo | 38.1129 | -4.9334 | 1980 |  |  | no | Open | operational | 1 | 0 | 323.5 | 0 | 2126527 | 1407854 | 1919952 | 36162 | 513895 | 576932 | 1165399 | 1045096 | 620222 | 1027984 | 1593746 | 848565 | 1350657 | 1021 | 748 | 1017 | 927 | 1232 | 1736 | 594.1 | 848 | 1654 | 1168 | 716 | 1330 | 2516 | 1228.7 | 90 | 299 | 255 | 182 | 213 | 307 | 122.2 | ES 45 | ES0087 | 7690 | 38.17 | 25.342 | 43.458 | 12060.985 | 1182.098 | 58983815.094 | 108721000.972
ES-18 | Lada | Spain | EU | Hard coal | Iberdrola | 43.2964 | -5.6825 | 1981 |  |  | no | Open | operational | 1 | 0 | 358 | 0 | 2837088 | 1806590 | 2712072 | 795797 | 668138 | 653487 | 632140 | 1740137 | 1299768 | 1269693 | 1761226 | 1170106 | 1526966 | 488 | 63 | 1393 | 1406 | 1494 | 2043 | 1343.4 | 1594 | 1286 | 3958 | 2925 | 2680 | 3519 | 2075.2 | 39 | 56 | 183 | 150 | 114 | 70 | 49.991 | ES 206; ES 207 | ES0132; ES0131 | 9010 | 45.652 | 30.818 | 58.215 | 14589.102 | 1451.832 | 70803555.541 | 130288679.196
ES-19 | La Robla | Spain | EU | Hard coal | Naturgy | 42.7946 | -5.6314 | 1971 |  |  | no | Open | operational | 2 | 0 | 654.7 | 0 | 4196260 | 3554304 | 3428296 | 3048474 | 743673 | 28196 | 963008 | 2229073 | 1588966 | 1572487 | 2587314 | 1527964 | 1619180 | 101 | 1045 | 3064 | 2243 | 5004 | 5224 | 2647.1 | 63 | 2970 | 7354 | 5487 | 6066 | 7742 | 4547.9 | 12 | 104 | 420 | 506 | 421 | 775 | 252.1 | ES 274 | ES0115; ES0114 | 8959 | 114.731 | 76.371 | 132.823 | 36414.929 | 3568.911 | 177402972.099 | 326903116.914
ES-20 | Los Barrios | Spain | EU | Hard coal | Viesgo | 36.1837 | -5.4184 | 1985 |  |  | no | Open | operational | 1 | 0 | 588.98 | 0 | 3533650 | 3340822 | 3718138 | 1821493 | 2731918 | 2191912 | 2143515 | 3130102 | 2530651 | 2678793 | 3499191 | 2228648 | 2916517 | 1660 | 1716 | 3498 | 2221 | 2330 | 3241 | 1079.3 | 4223 | 3756 | 5258 | 4334 | 3813 | 5495 | 2959.2 | 126 | 114 | 194 | 181 | 170 | 188 | 113.39 | ES 44 | ES0117 | 8967 | 72.476 | 48.826 | 91.307 | 23076.748 | 2296.86 | 112351324.419 | 206789508.965
ES-22 | Meirama | Spain | EU | Hard coal | Naturgy | 43.1702 | -8.4106 | 1980 |  |  | no | Open | operational | 1 | 0 | 580.46 | 0 | 4221684 | 3847539 | 5132091 | 311624 | 1481372 | 769275 | 997933 | 2582171 | 2234143 | 2192577 | 3016683 | 2200483 | 2382717 | 1429 | 2440 | 7548 | 5282 | 5789 | 9730 | 6136.5 | 1011 | 1236 | 3490 | 3474 | 3536 | 5983 | 4461.1 | 72 | 89 | 424 | 361 | 352 | 577 | 542.9 | ES 648 | ES0110 | 8957 | 171.162 | 109.897 | 128.708 | 61874.335 | 5112.542 | 263334263.797 | 486324309.45
ES-23 | Soto de Ribera | Spain | EU | Hard coal | HC Energia | 43.3116 | -5.8732 | 1984 |  |  | no | Open | operational | 1 | 0 | 350 | 0 | 4198463 | 3751284 | 3362870 | 1365927 | 1318342 | 884421 | 1217783 | 1500617 | 1066475 | 1356362 | 2925818 | 1052051 | 1414336 | 1672 | 1525 | 2717 | 2437 | 3099 | 5072 | 364.9 | 1996 | 2181 | 3286 | 2494 | 3108 | 5395 | 958.35 | 94 | 54 | 187 | 176 | 225 | 294 | 27.18 | ES 203 | ES0098; ES0097 |  | 99.246 | 65.214 | 98.562 | 33855.644 | 3050.49 | 153242539.293 | 282550812.046
ES-24 | Pasajes | Spain | EU | Hard coal | Iberdrola | 43.3255 | -1.9092 | 1968 | 2012 |  | no | Retired or fuel switch | retired | 0 | 0 | 0 | 0 | 1328347 | 1123589 | 1304330 | 600509 | 494061 | 476758 | 335843 | 954070 | [5 empty] | 1091 | 830 | 2459 |  |  |  |  | 1591 | 1305 | 3704 |  |  |  |  | 36 | 40 | 122 |  |  |  |  | ES 771 | ES0144
ES-25 | Anllares | Spain | EU | Hard coal | Naturgy | 42.8386 | -6.5312 | 1982 |  |  | no | Open | operational | 1 | 0 | 365.2 | 0 | 2453290 | 2112535 | 2236103 | 2020466 | 274871 | 445 | 1628046 | 1591269 | 822630 | 1167014 | 729054 | 1059030 | 948950 |  | 12749 | 11489 | 6228 | 10289 | 6356 | 8457.5 |  | 9324 | 9180 | 4770 | 6596 | 4193 | 5895.3 |  | 474 | 358 | 220 | 440 | 456 | 399.1 | ES 273 | ES0103 | 8867 | 113.544 | 73.045 | 88.191 | 40620.992 | 3397.387 | 174721985.298 | 322649305.653
ES-27 | Compostilla II | Spain | EU | Hard coal | Endesa | 42.6275 | -6.5633 | 1972 |  |  | no | Open | operational | 3 | 0 | 1051.7 | 0 | 7716629 | 6119184 | 5974704 | 5941881 | 2643249 | 209023 | 4899033 | 5052107 | 2411883 | 4215702 | 4233843 | 3111028 | 2795288 | 244 | 10672 | 13434 | 6778 | 12607 | 12597 | 9653.75 | 500 | 14011 | 15198 | 7579 | 14457 | 11344 | 6268.7 | 22 | 797 | 865 | 561 | 1027 | 286 | 72.089 | ES 270 | ES0119; ES0118 | 8971 | 234.754 | 153.331 | 215.374 | 82641.992 | 7175.609 | 362240649.211 | 668088084.468
ES-28 | Puertollano | Spain | EU | Hard coal | Uniper | 38.6505 | -4.1218 | 1972 | 2013 |  | no | Retired or fuel switch | retired | 0 | 0 | 0 | 0 | 1193541 | 562635 | 1039547 | 265478 | 89904 | 230799 | 68575 | 545232 | 23280 |  |  |  |  | 938 | 326 | 2478 | 104 |  |  |  | 938 | 296 | 2069 | 90 |  |  |  | 80 | 20 | 161 | 7 |  |  |  | ES 323 | ES0089
ES-30 | Bahia de Algeciras | Spain | EU | Hard coal | Uniper | 36.184 | -5.388 | 1970 | 2007 |  | no | Retired or fuel switch | retired | 0 | 0 | 0 | 0 | CO2 emissions (EU only) 2005: 784539; CO2 emissions (EU only) 2006: 211016; CO2 emissions (EU only) 2007: 6225 | [21 empty] | ES 54
ES-31 | Narcea | Spain | EU | Hard coal | Naturgy | 43.292 | -6.3947 | 1969 |  |  | no | Open | operational | 2 | 0 | 530.5 | 0 | 3103188 | 2677815 | 3440880 | 2292524 | 803929 | 1743 | 1349860 | 1710500 | 902695 | 935873 | 1786748 | 1369650 | 1195565 | 0 | 822 | 1152 | 973 | 1132 | 1259 | 926 | 0 | 5456 | 6950 | 3413 | 3441 | 7061 | 5769.1 |  | 45 | 60 | 38 | 42 | 84 | 57.35 | ES 208; ES 210; ES 209 | ES0113; ES0112; ES0111 | 8958 | 50.027 | 36.225 | 103.66 | 12438.815 | 1730.235 | 78478934.8 | 143684102.242
ES-33 | Velilla | Spain | EU | Hard coal | Iberdrola | 42.8183 | -4.8544 | 1964 |  |  | no | Open | operational | 2 | 0 | 515.64 | 0 | 2717867 | 2173488 | 2703333 | 979841 | 927811 | 58863 | 1797002 | 1699289 | 986490 | 1135795 | 1781042 | 962377 | 1114775 | 52 | 1987 | 3307 | 1542 | 1984 | 3790 | 1368.9 | 189 | 6521 | 6092 | 3724 | 4178 | 4735 | 2284.3 | 9 | 292 | 360 | 183 | 177 | 288 | 204.6 | ES 272; ES 271 | ES0136; ES0135 | 9013 | 77.68 | 51.413 | 83.54 | 25793.629 | 2406.904 | 120063826.129 | 221277809.982
FI-2 | Suomenoja | Finland | EU | Hard coal | Fortum | 60.1491 | 24.7174 | 1977 |  |  | 2030 | Open | operational | 2 | 0 | 170 | 0 | 755906 | 815118 | 820611 | 799272 | 812514 | 1016622 | 949514 | 811754 | 907479 | 845947 | 744633 | 812810 | 805224 | 728 | 1124 | 1582 | 1810 | 1605 | 1689 | 1420 | 1304 | 1324 | 1448 | 1602 | 1565 | 1304 | 1440 | 24 | 24 | 59 | 63 | 49 | 44 | 55.5 | FI 26 | FI0026; FI0027; FI0014; FI0028; FI0020; FI0021 | 6093 | 14.09 | 6.259 | 9.074 | 3802.637 | 238.83 | 20467390.499 | 38825267.266
FI-5 | Hanasaari B | Finland | EU | Hard coal | Helen | 60.1837 | 24.9712 | 1974 | 2024 |  | no | Open | operational | 2 | 0 | 228 | 0 | 946105 | 1501492 | 1141605 | 774612 | 846980 | 1046316 | 983340 | 1176261 | 912810 | 1061223 | 715833 | 1268514 | 1419097 | 1067 | 918 | 1386 | 1049 | 1042 | 756 | 1250 | 2005 | 1746 | 2178 | 1663 | 1938 | 1202 | 2090 | 71 | 95 | 79 | 93 | 71 | 33 | 54 | FI 65 | FI0163; FI0162 | 6180 | 8.221 | 3.575 | 7.064 | 2075.204 | 137.437 | 11896280.629 | 22606140.661
FI-6 | Salmissari | Finland | EU | Hard coal | Helen | 60.1648 | 24.9029 | 1984 |  |  | 2030 | Open | operational | 1 | 0 | 177.1739 | 0 | 683390 | 1122457 | 915469 | 578014 | 856873 | 617236 | 606792 | 467357 | 671910 | 549367 | 635540 | 991391 | 962426 | 976 | 798 | 682 | 1098 | 826 | 660 | 1300 | 1186 | 919 | 815 | 854 | 905 | 1000 | 647 | 33 | 22 | 21 | 29 | 49 | 35 | 0 | FI 72 | FI0030; FI0031 | 6178 | 7.042 | 3.069 | 5.934 | 1781.432 | 117.906 | 10193878.941 | 19368436.76
FI-7 | Inkoo | Finland | EU | Hard coal | Fortum | 60.0195 | 23.912 | 1975 | 2014 |  | no | Retired or fuel switch | retired | 0 | 0 | 0 | 0 | 25102 | 1599549 | 897380 | 77237 | 120705 | 986147 | 994434 | 203802 | 827784 | 5854 | 4243 | 4167 |  | 1312 | 1385 | 230 | 836 |  |  |  | 1647 | 1599 | 331 | 1276 |  |  |  | 55 | 80 | 21 | 32 |  |  |  | FI 2 | FI0016; FI0017; FI0015; FI0018
FI-13 | Mussalo | Finland | EU | Hard coal | PVO | 60.4376 | 26.919 | 1966 | 2013 |  | no | Retired or fuel switch | retired | 0 | 0 | 0 | 0 | CO2 emissions (EU only) 2005: 216138; CO2 emissions (EU only) 2006: 451123; CO2 emissions (EU only) 2007: 307552; CO2 emissions (EU only) 2008: 139540; CO2 emissions (EU only) 2009: 70818 | [21 empty] | FI 192
FI-14 | Kristiina | Finland | EU | Hard coal | PVO | 62.2555 | 21.328 | 1983 | 2017 | 2017-02-20 | no | Retired or fuel switch | retired | 0 | 0 | 0 | 0 | 297725 | 1393806 | 1015660 | 541476 | 917385 | 1238974 | 535820 | 297225 | 814561 | 461310 | 115503 | 4502 | 2717 | 725 | 259 | 138 | 431 | 208 | 45 |  | 1158 | 520 | 261 | 776 | 432 | 112 |  | 55 | 22 | 7 | 24 | 15 | 4 |  | FI 5 | FI0088; FI0087
FI-16 | Kymijarvi | Finland | EU | Hard coal | Lahti Energia | 60.9916 | 25.7201 | 1982 | 2019 |  | no | Open | operational | 1 | 0 | 211.9565 | 0 | 605440 | 902493 | 694257 | 522627 | 677596 | 756801 | 704549 | 502707 | 545629 | 444270 | 387785 | 412110 | 352717 | 1281 | 1530 | 1177 | 1314 | 884 | 658 | 828 | 1632 | 1509 | 1322 | 1435 | 1282 | 1136 | 1220 | 33 | 22 | 39 | 29 | 9 | 29 | 0 | FI 168 | FI0055; FI0053; FI0054 | 7948 | 7.429 | 3.222 | 6.581 | 1861.023 | 123.979 | 10745905.361 | 20424586.338
FI-19 | Naantali-1 | Finland | EU | Hard coal | Fortum | 60.4585 | 22.0536 | 1960 |  |  | 2030 | Open | operational | 3 | 0 | 366 | 0 | 1380582 | 1526042 | 1449621 | 1321290 | 1319210 | 1641188 | 1391707 | 1281442 | 1343107 | 1316455 | 1106338 | 1370835 | 1142106 | 1575 | 1790 | 1336 | 1073 | 866 | 1002 | 1800 | 4039 | 3463 | 3118 | 2831 | 2851 | 2471 | 1980 | 114 | 171 | 128 | 61 |  | 94 | 198 | FI 57 | FI0025; FI0023; FI0024 | 7153 | 13.7 | 5.884 | 13.657 | 3280.041 | 227.223 | 19777771.482 | 37625287.951
FI-21 | Meri-Pori | Finland | EU | Hard coal | Fortum | 61.6322 | 21.4047 | 1994 |  |  | 2030 | Open | operational | 1 | 0 | 614.1304 | 0 | 295946 | 2420094 | 2528711 | 1354694 | 2279886 | 2814440 | 1355013 | 728246 | 1368183 | 1069973 | 356485 | 838570 | 510761 | 1062 | 826 | 270 | 879 | 697 | 246 | 474 | 1602 | 785 | 438 | 832 | 623 | 219 | 504 | 55 | 10 | 6 | 8 |  | 5 | 0 | FI 3 | FI0022 | 7297 | 2.137 | 0.945 | 1.461 | 571.966 | 36.117 | 3102227.457 | 5886632.204
FI-23 | Tahkoluoto (Pori) | Finland | EU | Hard coal | PVO | 61.6324 | 21.4048 | 1976 | 2017 | 2017-02-20 | no | Retired or fuel switch | retired | 0 | 0 | 0 | 0 | 162221 | 1193842 | 978269 | 472412 | 592267 | 1233427 | 388412 | 296002 | 673607 | 326552 | 115090 | 2914 | 2420 | 561 | 321 | 62 | 56 | 184 | 70 |  | 1100 | 370 | 257 | 550 | 266 | 86 |  | 32 | 5 | 11 | 22 | 22 | 2 |  | FI 6 | FI0086
FI-25 | Rauma | Finland | EU | Hard coal | UPM | 61.1175 | 21.4778 | 1989 | 2006 |  | no | Retired or fuel switch | no longer coal | 0 | 0 | 0 | 0 |  | 13126 | 49121 | 33378 | 64860 | 72881 | 56521 | 65079 | 40591 | 44434 | 47610 | 45223 | 62544 | 217 | 186 | 222 | 202 | 192 | 216 | 201 | 606 | 612 | 752 | 578 | 399 | 331 | 340 | 16 | 17 | 27 | 12 | 4 | 5 | 0 | FI 582 | FI0090; FI0092; FI0091; FI0089 | 17086 | 2.299 | 0.999 | 1.953 | 585.56 | 38.425 | 3326913.41 | 6321573.375
FI-29 | Vaskiluoto 2 | Finland | EU | Hard coal | Vaskiluodon Voima Oy | 63.0909 | 21.5536 | 1981 |  |  | 2030 | Open | operational | 1 | 0 | 250 | 0 | 874507 | 1327656 | 1256356 | 1045679 | 1174718 | 1336821 | 974306 | 886959 | 1087164 | 922723 | 724592 | 839060 | 479696 | 400 | 168 | 296 | 486 | 426 | 304 | 332 | 2184 | 1532 | 1333 | 1804 | 2143 | 1279 | 1410 | 18 | 8 | 10 | 15 | 22 | 11 | 0 | FI 358 | FI0133 | 7732 | 5.712 | 2.402 | 6.683 | 1313.844 | 93.446 | 8219668.425 | 15659723.248
FI-31 | Martinlaakso | Finland | EU | Hard coal | Vantaan Energia | 60.2821 | 24.8367 | 1980 |  |  | 2030 | Open | operational | 1 | 0 | 80 | 0 | 718024 | 757248 | 738773 | 747211 | 762657 | 799082 | 721117 | 673600 | 708378 | 494160 | 425895 | 446028 | 466476 | 836 | 740 | 874 | 930 | 650 | 527 | 277 | 1342 | 1118 | 1269 | 1166 | 841 | 743 | 425 | 6 | 3 | 6 | 8 | 3 | 4 | 0 | FI 333 | FI0128; FI0130; FI0129; FI0131 | 6188 | 5.389 | 2.347 | 4.445 | 1389.224 | 90.183 | 7803113.601 | 14823982.556
FR-5 | Albi | France | EU | Hard coal | EDF | 43.92 | 2.14 | 1969 | 2006 |  | no | Retired or fuel switch | retired | 0 | 0 | 0 | 0 | CO2 emissions (EU only) 2005: 446453; CO2 emissions (EU only) 2006: 214538 | [21 empty] | FR 863
FR-13 | Bouchain | France | EU | Hard coal | EDF | 50.28 | 3.31 | 1970 | 2015 |  | no | Retired or fuel switch | retired | 0 | 0 | 0 | 0 | 1077622 | 840652 | 530725 | 739956 | 643130 | 671951 | 227563 | 676651 | 652507 | 312524 | 269774 |  |  | 2477 | 781 | 2181 | 2284 | 1155 | 1593 |  | 1945 | 661 | 1980 | 1974 | 934 | 831 |  | 364 | 109 | 385 | 466 | 185 | 118 |  | FR 905 | FR0184 |  | 42.365 | 21.735 | 17.022 | 15945.602 | 965.774 | 62040406.388 | 117195875.106
FR-22 | Cordemais | France | EU | Hard coal | EDF | 47.2762 | -1.8776 | 1983 |  |  | 2021 | Open | operational | 2 | 0 | 1260.8696 | 0 | 5270083 | 4637479 | 4788448 | 3811126 | 5053851 | 4971684 | 4022779 | 4767887 | 4640915 | 2575315 | 2135950 | 1686878 | 3791336 | 4475 | 3068 | 3995 | 3431 | 2029 | 1520 | 755.3351 | 5960 | 3558 | 4618 | 4266 | 2461 | 1858 | 1463.8 | 112 | 39 | 28 | 28 | 21 | 13 | 34.71 | FR 560 | FR0105 | 4147 | 26.564 | 13.771 | 12.835 | 6985.467 | 681.893 | 38243479.514 | 72831077.507
FR-41 | Hornaing | France | EU | Hard coal | Uniper | 50.36 | 3.33 | 1970 | 2013 |  | no | Retired or fuel switch | retired | 0 | 0 | 0 | 0 | 929734 | 749189 | 949843 | 819575 | 525560 | 222851 | 251637 | 270019 | 78024 |  |  |  |  | 1183 | 974 | 1449 | 330 |  |  |  | 620 | 506 | 695 | 187 |  |  |  | 143 | 109 | 150 | 57 |  |  |  | FR 923 | FR0188
FR-43 | Le Havre II | France | EU | Hard coal | EDF | 49.49 | 0.13 | 1983 |  |  | 2021 | Open | operational | 1 | 0 | 630.4348 | 0 | 3152574 | 2326242 | 4046981 | 4045056 | 3187298 | 3368480 | 2956009 | 1714622 | 2707504 | 373947 | 832291 | 2157075 | 1876529 | 11820 | 5887 | 8037 | 5367 | 330 | 1572 | 652.8 | 6862 | 3522 | 3624 | 3339 | 281 | 770 | 1879.2 | 840 | 188 | 364 | 324 | 10 | 12 | 10.5 | FR 270 | FR0058 | 1226 | 20.799 | 11.489 | 8.032 | 6455.081 | 571.885 | 30593682.804 | 57678367.035
FR-49 | Chambiere | France | EU | Hard coal | UEM | 49.1376 | 6.177 | 1984 |  |  | 2021 | Open | operational | 2 | 0 | 39 | 0 | 158568 | 181820 | 173557 | 189313 | 168958 | 172750 | 172686 | 161113 | 65486 | 46022 | 58677 | 74180 | 70668 |  |  |  | 354 | 100 | 82 | 66.8886 |  |  |  | 165 | 251 | 95 | 91.1389 |  |  |  | 10 | 2 | 1 | 1.6519 | FR 488 | FR0257; FR0089 |  | 2.695 | 1.265 | 1.12 | 923.883 | 56.888 | 3883581.574 | 7392141.312
FR-50 | Provence | France | EU | Hard coal | Uniper | 43.4692 | 5.4882 | 1984 |  |  | 2021 | Open | operational | 1 | 0 | 625 | 0 | 2930940 | 2907355 | 2355999 | 2680738 | 2496067 | 1635109 | 649300 | 978636 | 2092199 | 856100 | 1524609 | 1551295 | 1367140 | 2070 | 784 | 1086 | 2173 | 536 | 1253 | 1045.622 | 3018 | 1025 | 1246 | 2834 | 697 | 1307 | 1273.2575 | 48 | 17 | 31 | 59 | 16 | 55 | 35.5324 | FR 587 | FR0109; FR0110 | 4204 | 50.441 | 29.351 | 36.067 | 16178.165 | 1264.713 | 75824534.429 | 141504878.983
FR-53 | Lucy-III | France | EU | Hard coal | Uniper | 46.67 | 4.35 | 1971 | 2015 |  | no | Retired or fuel switch | retired | 0 | 0 | 0 | 0 | 753139 | 895461 | 735386 | 843831 | 552493 | 223571 | 98504 | 327813 | 311118 | 1139 | [24 empty] | FR 143
FR-61 | Blenod | France | EU | Hard coal | EDF | 48.92 | 6.05 | 1963 | 2014 |  | no | Retired or fuel switch | retired | 0 | 0 | 0 | 0 | 2772372 | 2428498 | 2506353 | 1906297 | 2331821 | 2611802 | 2057632 | 2565660 | 2394907 | 628113 | 387147 | 744667 | 700708 | 14634 | 10634 | 13448 | 11934 | 2239 | 4 | 0 | 7385 | 4934 | 6036 | 6182 | 1137 | 104 | 386 | 1027 | 708 | 839 | 969 | 203 | 1 | 0 | FR 451 | FR0084; FR0085 | 3973 | 1.266 | 0.427 | 0.576 | 242.302 | 19.56 | 1731291.397 | 3379010.584
FR-67 | Emile-Houchet | France | EU | Hard coal | Uniper | 49.1525 | 6.6981 | 1981 |  |  | 2021 | Open | operational | 1 | 0 | 646.7391 | 0 |  | 3539136 | 3645509 | 3822786 | 2989322 | 3762467 | 2456415 | 3799894 | 3683432 | 1976690 | 2818871 | 2697848 | 3699604 | 2083 | 2215 | 5129 | 4662 | 1772 | 1030 | 698.003 | 3896 | 2120 | 4654 | 5024 | 2554 | 2034 | 1417.0751 | 176 | 126 | 208 | 171 | 71 | 54 | 72.6462 | FR 1133 | FR0098; FR0097; FR0096 | 4083 | 43.979 | 19.265 | 18.674 | 13325.461 | 867.407 | 62594044.643 | 119839182.399
FR-78 | Vitry | France | EU | Hard coal | EDF | 48.78 | 2.39 | 1970 | 2015 |  | no | Retired or fuel switch | retired | 0 | 0 | 0 | 0 | 1451613 | 839127 | 1351039 | 954756 | 1328529 | 1104181 | 609253 | 1347279 | 1531670 | 860255 | 550710 |  |  | 4035 | 2186 | 4972 | 5670 | 3114 | 1911 |  | 2330 | 1306 | 3252 | 3473 | 1684 | 1215 |  | 82 | 37 | 121 | 132 | 71 | 75 |  | FR 653 | FR0158 |  | 27.829 | 15.144 | 11.383 | 8034.052 | 745.732 | 40719732.332 | 76960107.801
FR-82 | La Maxe | France | EU | Hard coal | EDF | 49.16 | 6.15 | 1971 | 2015 |  | no | Retired or fuel switch | retired | 0 | 0 | 0 | 0 | 1989140 | 1826277 | 1702497 | 1195930 | 1103801 | 1393605 | 624946 | 1338872 | 1449440 | 1156359 | 554335 |  |  | 7501 | 3648 | 8436 | 8205 | 6793 | 3117 |  | 3724 | 2005 | 3903 | 4502 | 3507 | 1762 |  | 157 | 148 | 372 | 365 | 230 | 273 |  | FR 522 | FR0092 |  | 85.107 | 43.39 | 34.268 | 31479.1 | 1925.677 | 124468076.611 | 235270041.716
FR-84 | La Poterne | France | EU | Hard coal | City of Grenoble, Dalkia | 45.18 | 5.72 | 1960 | 2015 |  | no | Retired or fuel switch | no longer coal | 0 | 0 | 0 | 0 | 87798 | 83134 | 76188 | 70727 | 65761 | 79696 | 58606 | 66493 | 73622 | 61139 | 72013 | 55034 |  | 163 | 112 | 124 | 122 | 99 | 119 |  | 120 | 88 | 95 | 75 | 68 | 73 |  | 1 | 2 | 1 | 0 | 0 | 0 |  | FR 380 | FR0070 |  | 3.955 | 2.311 | 2.388 | 1349.477 | 100.317 | 5956524.37 | 11106697.278
FR-87 | Le Moule Caraibe | France | EU | Hard coal | Albioma | 16.3102 | -61.3202 | 2011 |  |  | no | Open | operational | 1 | 0 | 38 | 0 | CO2 emissions (EU only) 2011: 12678; CO2 emissions (EU only) 2012: 259427; CO2 emissions (EU only) 2013: 242523; CO2 emissions (EU only) 2014: 260138; CO2 emissions (EU only) 2015: 222330; CO2 emissions (EU only) 2016: 261746; CO2 emissions (EU only) 2017: 255715 |  | 424 | 876 | 998 | 951 | 783 | 837.594 |  | 627 | 395 | 432 | 438 | 360 | 395.309 |  | 6 | 10 | 4 | 16 | 13 | 3.443 | FR 201340 | FR0182 | 175770
HR-1 | Plomin | Croatia | EU | Hard coal | HEP d.d. | 45.1367 | 14.1626 | 1969 |  |  | no | Open | operational | 2 | 0 | 335 | 0 | CO2 emissions (EU only) 2013: 2185593; CO2 emissions (EU only) 2014: 2152115; CO2 emissions (EU only) 2015: 2030760; CO2 emissions (EU only) 2016: 2255311; CO2 emissions (EU only) 2017: 1230803 | 3314 | 4799 | 4174 | 4695 | 2934 | 2903 | 3114.37 | 2994 | 3715 | 3058 | 3735 | 3401 | 1861 | 3683.04 | 174 | 82 | 99 | 45 | 112 | 75 | 159.58 | HR 203977; HR 203974 | HR0010 | 240467 | 98.459 | 57.498 | 60.122 | 33257.272 | 2491.981 | 148235157.465 | 276441721.498
HU-5 | Borsod | Hungary | EU | Hard coal | AES | 47.9048 | 21.0553 | 1951 | 2011 |  | no | Retired or fuel switch | retired | 0 | 0 | 0 | 0 | CO2 emissions (EU only) 2005: 343954; CO2 emissions (EU only) 2006: 339891; CO2 emissions (EU only) 2007: 346520; CO2 emissions (EU only) 2008: 266877; CO2 emissions (EU only) 2009: 81554; CO2 emissions (EU only) 2010: 5912; CO2 emissions (EU only) 2011: 7805 | [21 empty] | HU 2
HU-8 | Oroszlany | Hungary | EU | Hard coal | MVM | 47.5017 | 18.271 | 1961 |  |  | no | Open | standby | 4 | 0 | 250 | 0 | 1702685 | 1558331 | 1630456 | 1352479 | 913176 | 722135 | 957379 | 1172883 | 1037920 | 665585 | 427101 |  |  | 1421 | 2044 | 1470 | 1151 | 2685 | 550 |  | 1117 | 1328 | 1151 | 1283 | 1001 | 702 |  | 1 | 3 | 2 | 2 | 8 | 2 |  | HU 205 | HU0034 |  | 14.71 | 7.225 | 10.949 | 4274.001 | 333.202 | 21578784.18 | 40750550.109
HU-9 | Pecs | Hungary | EU | Hard coal | Veolia | 46.0641 | 18.263 | 1966 | 2012 |  | no | Retired or fuel switch | retired | 0 | 0 | 0 | 0 | 255831 | 198566 | 182204 | 125427 | 101671 | 93729 | 61291 | 36926 | 11361 | 2748 | 4616 | 2829 | 5557 | 0 | 7 | 6 | 3 | 0 | 2 | 0 | 425 | 377 | 363 | 346 | 336 | 751 | 338 | 17 | 22 | 19 | 20 | 19 | 17 | 0 | HU 158 | HU0029 | 534 | 11.331 | 6.479 | 14.894 | 2731.386 | 272.106 | 16907706.015 | 31660221.266
HU-11 | Tiszapalkonya | Hungary | EU | Hard coal | AES | 47.9168 | 21.0759 | 1952 | 2012 |  | no | Retired or fuel switch | retired | 0 | 0 | 0 | 0 | 862381 | 1076048 | 1218823 | 1153755 | 851167 | 860670 | 675455 | 100990 | [5 empty] | 98 | 27 | 24 |  |  |  |  | 581 | 99 | 89 |  |  |  |  | 16 | 10 | 8 |  |  |  |  | HU 3 | HU0001
HU-12 | Matra | Hungary | EU | Lignite | Opus Global | 47.7898 | 20.0667 | 1969 |  |  | no | Open | operational | 5 | 0 | 884 | 0 | 6232340 | 6243791 | 6387467 | 6240347 | 6170960 | 6341522 | 6619756 | 6275022 | 6332911 | 6420588 | 6363197 | 6483882 | 5770589 | 4521 | 9396 | 5641 | 6283 | 5004 | 4852 | 5261 | 6495 | 7210 | 7530 | 7363 | 6388 | 6629 | 4467 | 141 | 202 | 135 | 260 | 234 | 187 | 107.49 | HU 142 | HU0021 | 5791 | 136.104 | 66.981 | 101.262 | 38866.456 | 3087.917 | 199662515.563 | 377054139.891
IE-3 | Moneypoint | Ireland | EU | Hard coal | ESB Group | 52.6075 | -9.4227 | 1985 |  |  | 2025 | Open | operational | 3 | 0 | 915 | 0 | 5692512 | 4935148 | 4714498 | 3951387 | 3122238 | 3457369 | 3653205 | 4650911 | 3886795 | 3779856 | 4528857 | 4412727 | 3464621 | 2705 | 2603 | 7946 | 7163 | 4132 | 3365 | 2222.44 | 1458 | 1229 | 6355 | 4892 | 3365 | 5381 | 3114.39 | 112 | 191 | 251 | 224 | 135 | 178 | 199.37 | IE 54 | IE0015; IE0017; IE0016 | 8025 | 66.765 | 33.854 | 34.415 | 16306.025 | 1668.239 | 95421538.524 | 182352888.13
IT-1 | Brescia | Italy | EU | Hard coal | A2A | 45.5164 | 10.2122 | 1988 |  |  | 2025 | Open | operational | 1 | 0 | 75 | 0 | 575355 | 495450 | 490737 | 397733 | 321855 | 247679 | 238735 | 239603 | 245013 | 193653 | 219311 | 204505 | 212964 | 241 |  | 193 | 136 | 127 | 141 | 117.11 | 358 | 26 | 184 | 167 | 130 | 138 | 125.03 | 3 |  | 2 | 2 | 0 | 0 | 0.41 | IT 159 | IT0007; IT0006; IT0005; IT0008 | 117430 | 5.451 | 3.176 | 3.84 | 1787.75 | 137.293 | 8198566.463 | 15295770.088
IT-2 | Brindisi Sud | Italy | EU | Hard coal | Enel | 40.5639 | 18.0322 | 1991 |  |  | 2025 | Open | operational | 4 | 0 | 2640 | 0 | 15341552 | 14372364 | 14198950 | 14914745 | 12978429 | 10989709 | 11413629 | 12171525 | 11809184 | 11972979 | 13112244 | 8275345 | 6485120 | 6919 | 7239 | 7605 | 5560 | 5336 | 5494 | 2859.173 | 7278 | 7544 | 7055 | 6276 | 6011 | 6325 | 4011.033 | 492 | 370 | 314 | 284 | 234 | 253 | 146.831 | IT 521 | IT0160; IT0162; IT0161; IT0159 | 7027 | 70.275 | 42.322 | 70.665 | 19237.608 | 2462.188 | 108409260.628 | 200140366.32
IT-3 | Brindisi Nord | Italy | EU | Hard coal | A2A | 40.6431 | 17.9808 | 1979 |  |  | 2025 | Open | standby | 2 | 0 | 640 | 0 | 960237 | 2681989 | 2925173 | 2796843 | 1560010 | 1285775 | 1323134 | 777959 | 567 | 307 | 399 | 3 | 1 | 991 | 1230 | 791 |  |  |  | 0 | 647 | 654 | 360 |  |  |  | 0 | 69 | 85 | 43 |  |  |  | 0 | IT 518 | IT0092; IT0093
IT-7 | Torrevaldaliga Nord | Italy | EU | Hard coal | Enel | 42.1283 | 11.7578 | 2009 |  |  | 2025 | Open | operational | 3 | 0 | 1980 | 0 | 2955349 | 20251 | 3300 | 51052 | 2855881 | 6452316 | 9745749 | 10426118 | 9726013 | 10892368 | 10736213 | 10181950 | 9747838 | 1204 | 1892 | 2051 | 1588 | 2026 | 1943 | 2086.3 | 1673 | 2971 | 3285 | 2868 | 3274 | 2994 | 2715.3 | 31 | 55 | 63 | 65 | 82 | 62 | 120.7 | IT 439 | IT0155; IT0154; IT0156 | 6262 | 92.051 | 53.437 | 74.834 | 28579.326 | 2296.272 | 138238718.698 | 258096182.256
IT-9 | Genova | Italy | EU | Hard coal | Enel | 44.4039 | 8.9031 | 1952 | 2017 | 2017-03-31 | no | Retired or fuel switch | retired | 0 | 0 | 0 | 0 | 1950017 | 1665420 | 1654285 | 1645481 | 1102954 | 581537 | 218884 | 475453 | 544780 | 614833 | 807445 | 233610 |  | 995 | 211 | 539 | 557 | 688 | 910 | 283.9394 | 911 | 272 | 555 | 608 | 704 | 802 | 235.7802 | 33 | 6 | 3 | 8 | 12 | 3 | 1.2236 | IT 87 | IT0122; IT0121 | 4864 | 33.892 | 19.761 | 23.077 | 11217.824 | 855.018 | 50992542.158 | 95122904.293
IT-10 | Bastardo | Italy | EU | Hard coal | Enel | 42.8933 | 12.5397 | 1989 |  |  | 2025 | Open | operational | 2 | 0 | 150 | 0 | 922874 | 1031230 | 928581 | 710992 | 1011939 | 268193 | 142538 | 283843 | 366155 | 261628 | 37150 | 13631 | 20137 | 759 | 143 | 301 | 354 | 256 | 29 | 13.05 | 469 | 190 | 349 | 431 | 322 | 45 | 14.89 | 33 | 8 | 7 | 8 | 8 | 2 | 0.48 | IT 426 | IT0141; IT0140 |  | 1.386 | 0.804 | 1.124 | 424.812 | 34.473 | 2080080.611 | 3884183.536
IT-11 | La Spezia | Italy | EU | Hard coal | Enel | 44.1111 | 9.8722 | 1967 |  |  | 2025 | Open | operational | 1 | 0 | 600 | 0 | 3214170 | 3136273 | 3665341 | 3335079 | 2338469 | 3073048 | 2983864 | 2875366 | 2999937 | 2741860 | 2532872 | 2831877 | 2019990 | 2541 | 3220 | 3168 | 2924 | 2098 | 1403 | 1224.69 | 2330 | 2322 | 2278 | 2288 | 1962 | 1615 | 1523.79 | 130 | 104 | 101 | 105 | 56 | 66 | 43.72 | IT 88 | IT0123; IT0124; IT0125 | 4870 | 58.693 | 34.131 | 43.366 | 18659.822 | 1469.488 | 88205680.28 | 164630381.814
IT-13 | Monfalcone | Italy | EU | Hard coal | A2A | 45.7967 | 13.5456 | 1965 |  |  | 2025 | Open | operational | 2 | 0 | 336 | 0 | 2697269 | 3356077 | 2992889 | 2340206 | 1960762 | 1717948 | 1482597 | 2070271 | 1999525 | 1775661 | 2037302 | 2145154 | 1920425 | 524 | 603 | 810 | 466 | 312 | 373 | 847.6803 | 2793 | 2435 | 3401 | 3260 | 1735 | 1489 | 839.329 | 102 | 47 | 67 | 78 | 36 | 32 | 71.1706 | IT 301 | IT0009; IT0010; IT0012; IT0011 | 1503 | 31.455 | 18.138 | 32.49 | 8792.685 | 771.569 | 47104224.072 | 88060107.027
IT-19 | Fiume Santo | Italy | EU | Hard coal | EPH | 40.8517 | 8.2992 | 1992 |  |  | 2025 | Open | operational | 2 | 0 | 640 | 0 | 4129348 | 4806786 | 4314656 | 3927922 | 4061962 | 3651525 | 3898246 | 3587828 | 3488407 | 3187814 | 2404218 | 2534826 | 3513929 | 4861 | 3219 | 3728 | 3295 | 2560 | 1900 | 1370.63 | 2749 | 2824 | 2722 | 2520 | 2131 | 1610 | 1630.237 | 114 | 134 | 177 | 199 | 135 | 99 | 83.56 | IT 649 | IT0078; IT0079; IT0081; IT0080; IT0076; IT0077 | 7490 | 71.106 | 41.427 | 47.411 | 23186.648 | 1787.67 | 106943510.07 | 199534197.381
IT-20 | Sulcis | Italy | EU | Hard coal | Enel | 39.1953 | 8.4 | 1986 |  |  | 2025 | Open | operational | 2 | 0 | 590 | 0 | 1468186 | 1537017 | 2430425 | 2355837 | 2241850 | 1835873 | 1850371 | 1981792 | 1425100 | 1647503 | 1294280 | 678378 | 1073462 | 2669 | 2179 | 3476 | 2065 | 1764 | 1415 | 400.3471 | 1304 | 1411 | 2083 | 1242 | 1115 | 822 | 433.3592 | 100 | 86 | 91 | 39 | 72 | 19 | 8.8702 | IT 573 | IT0182; IT0184; IT0183; IT0181 | 7514 | 46.606 | 27.236 | 27.575 | 15898.934 | 1181.794 | 70188792.291 | 130875832.961
IT-23 | Vado Ligure | Italy | EU | Hard coal | Engie | 44.2768 | 8.4343 | 1971 | 2016 | 2016-06-06 | no | Retired or fuel switch | retired | 0 | 0 | 0 | 0 | 3703246 | 3913612 | 3824827 | 4341087 | 3673242 | 4349430 | 4215757 | 4516068 | 3918141 | 1304482 | 500448 | 863113 |  | 5078 | 4479 | 5586 | 3085 | 436 |  |  | 3081 | 2766 | 3201 | 2715 | 616 | 184 | 215.9 | 117 | 65 | 62 | 36 | 10 |  |  | IT 79 | IT0395; IT0394; IT0392; IT0393 | 4859 | 2.717 | 1.554 | 3.627 | 665.044 | 65.429 | 4054669.489 | 7591372.969
IT-24 | Fusina | Italy | EU | Hard coal | Enel | 45.4314 | 12.2458 | 1964 |  |  | 2025 | Open | operational | 4 | 0 | 976 | 0 | 5590273 | 4618165 | 4246746 | 4766602 | 4300416 | 2635125 | 2885316 | 4213254 | 4427885 | 4838368 | 5779411 | 4666666 | 3682848 | 1171 | 1325 | 2012 | 2019 | 1954 | 2434 | 1987 | 1498 | 1583 | 2288 | 2528 | 2727 | 3537 | 2909 | 44 | 28 | 23 | 51 | 56 | 54 | 28 | IT 275 | IT0115; IT0113; IT0114 | 640 | 111.825 | 64.953 | 89.41 | 35029.387 | 2794.047 | 167976816.819 | 313581959.468
IT-26 | Marghera | Italy | EU | Hard coal | Enel | 45.4594 | 12.2319 | 1952 | 2015 |  | no | Retired or fuel switch | retired | 0 | 0 | 0 | 0 | 1000071 | 598586 | 777719 | 638291 | 314859 | 52618 | 44255 | 52256 | 533 |  |  |  |  | 40 | 43 | 51 |  |  |  |  | 64 | 56 | 69 | [5 empty] | 0 | 0 |  |  |  |  | IT 276 | IT0112; IT0111
KS-1 | Kosovo A | Kosovo | Western Balkans | Lignite | KEK | 42.6765 | 21.0859 | 1970 |  |  | no | Open | operational | 3 | 0 | 610 | 0 | [18 empty] | 75410 | 2830 | [5 empty] | 7385 | 7306 | [5 empty] | 688 | 430
KS-2 | Kosovo B | Kosovo | Western Balkans | Lignite | KEK | 42.6931 | 21.056 | 1983 |  |  | no | Open | operational | 2 | 0 | 678 | 0 | [18 empty] | 53156 | 2468 | [5 empty] | 4057 | 4775 | [5 empty] | 966 | 6324
ME-1 | Pljevlja | Montenegro | Western Balkans | Lignite | state and A2A | 43.3346 | 19.3271 | 1982 |  |  | no | Open | operational | 1 | 0 | 225 | 0 | [18 empty] | 22458.59 | 25459 | [5 empty] | 5105.37 | 3126 | [5 empty] | 604 | 52
MK-1 | Bitola | Macedonia, Former Yugoslav Republic of | Western Balkans | Lignite | JSC ELEM Skopje | 41.0583 | 21.4843 | 1982 |  |  | no | Open | operational | 3 | 0 | 675 | 0 | [18 empty] | 18416.82 | 31775 | [5 empty] | 1687.62 | 2266 | [5 empty] | 1358 | 2491
MK-2 | Oslomej | Macedonia, Former Yugoslav Republic of | Western Balkans | Lignite | JSC ELEM Skopje | 41.5821 | 21.0003 | 1980 |  |  | no | Open | standby | 1 | 0 | 125 | 0 | [18 empty] | 1430.15 | 278 | [5 empty] | 223.79 | 45 | [5 empty] | 195 | 43
NL-1 | Hemweg | Netherlands | EU | Hard coal | Vattenfall | 52.4053 | 4.8471 | 1995 |  |  | 2029 | Open | operational | 1 | 0 | 684.7826 | 0 | 3736445 | 2969486 | 4414744 | 3250218 | 3708312 | 2367013 | 2792315 | 3574605 | 4177886 | 2656850 | 4195699 | 3996099 | 3354315 | 467 | 534 | 657 | 1134 | 529 | 797 | 365.567 | 469 | 483 | 697 | 864 | 618 | 854 | 784.183 | 59 | 57 | 70 | 77 | 47 | 65 | 64.195 | NL 184 | NL0152; NL0153 | 8039 | 26.259 | 12.514 | 10.839 | 8858.446 | 558.354 | 37924678.828 | 72109251.949
NL-2 | Borssele 12 | Netherlands | EU | Hard coal | Delta N.V., RWE | 51.4332 | 3.716 | 1988 | 2015 |  | no | Retired or fuel switch | retired | 0 | 0 | 0 | 0 | 1469051 | 1205182 | 1529596 | 1794362 | 1726873 | 2107372 | 2089834 | 2051070 | 2177074 | 2083960 | 2054544 |  |  | 892 | 908 | 852 | 904 | 773 | 636 |  | 957 | 855 | 693 | 759 | 669 | 803 |  | 18 | 17 | 17 | 17 | 16 | 22 |  | NL 164 | NL0089
NL-4 | Amer | Netherlands | EU | Hard coal | RWE | 51.7078 | 4.8439 | 1994 |  |  | 2029 | Open | operational | 1 | 0 | 652.1739 | 0 | 5828901 | 5398314 | 5193887 | 4348652 | 5760411 | 5284701 | 3839941 | 5750603 | 5881587 | 6389014 | 5669492 | 3520986 | 3575313 | 1041 | 714 | 1903 | 2764 | 3012 | 1603 | 972.157 | 3398 | 2243 | 3529 | 3859 | 3234 | 2814 | 1230.444 | 105 | 42 | 66 | 63 | 93 | 91 | 16.086 | NL 172 | NL0091; NL0092 | 9537 | 64.641 | 28.807 | 27.297 | 20040.561 | 1294.774 | 92270655.46 | 176412883.563
NL-6 | Maasvlakte | Netherlands | EU | Hard coal | Uniper | 51.9591 | 4.0266 | 1987 | 2017 | 2013-09-01 | no | Retired or fuel switch | retired | 0 | 0 | 0 | 0 | 6324962 | 6189119 | 6108992 | 6694824 | 5907182 | 6680535 | 6486461 | 6651138 | 6677210 | 6089869 | 5895070 | 5950127 | 2975064 | 1992 | 2226 | 2423 | 2462 | 2009 | 2398 | 2125.925 | 1810 | 1985 | 1956 | 2069 | 1962 | 1855 | 2850 | 36 | 41 | 53 | 59 | 43 | 41 | 60.6 | NL 163 | NL0076; NL0077; NL0079; NL0075 | 6306 | 68.542 | 33.761 | 27.998 | 25228.68 | 1514.141 | 99642805.045 | 188866742.889
NL-7 | Gelderland 13 | Netherlands | EU | Hard coal | Engie | 51.8559 | 5.8289 | 1982 | 2015 |  | no | Retired or fuel switch | retired | 0 | 0 | 0 | 0 | 2331263 | 3399099 | 3128599 | 3258714 | 2381845 | 2223750 | 2076834 | 2318936 | 2722750 | 2792385 | 2885312 | 624 |  | 1022 | 1101 |  | 1330 | 1370 | 1430 |  | 1415 | 1120 | 1390 | 1412 | 1401 | 1312 |  | 24 | 58 | 31 | 23 | 48 | 43 |  | NL 152 | NL0024; NL0025; NL0026
NL-10 | Maasvlakte 3 | Netherlands | EU | Hard coal | Uniper | 51.9586 | 4.0264 | 2016 |  |  | 2029 | Open | operational | 1 | 0 | 1195.6522 | 0 | CO2 emissions (EU only) 2012: 93; CO2 emissions (EU only) 2013: 255714; CO2 emissions (EU only) 2014: 372585; CO2 emissions (EU only) 2015: 2976984; CO2 emissions (EU only) 2016: 4665108; CO2 emissions (EU only) 2017: 4306500 |  |  |  | 34 | 21 | 174 | 395.468 |  |  |  | 298 | 71 | 610 | 1059.053 |  |  |  | 0 |  |  | 30.678 | NL 448 | NL0078 |  | 10.3 | 4.136 | 4.489 | 2785.831 | 188.123 | 14455366.462 | 27861081.393
NL-11 | Maasvlakte Engie | Netherlands | EU | Hard coal | Engie | 51.944 | 4.0716 | 2015 |  |  | 2029 | Open | operational | 1 | 0 | 869.5652 | 0 | CO2 emissions (EU only) 2012: 95; CO2 emissions (EU only) 2013: 183009; CO2 emissions (EU only) 2014: 2153254; CO2 emissions (EU only) 2015: 2791963; CO2 emissions (EU only) 2016: 3192374; CO2 emissions (EU only) 2017: 3436408 |  |  |  | 5 | 96 | 212 | 322 |  |  |  | 207 | 468 | 533 | 641 |  |  |  | 0 | 20 | 27 | 28 | NL 203009 | NL0027 | 212846 | 10.591 | 4.513 | 4.531 | 2971.297 | 202.415 | 14999000.636 | 28785118.196
NL-12 | Eemshaven | Netherlands | EU | Hard coal | RWE | 53.4405 | 6.8612 | 2015 |  |  | 2029 | Open | operational | 2 | 0 | 1739.1304 | 0 | CO2 emissions (EU only) 2013: 55431; CO2 emissions (EU only) 2014: 3085211; CO2 emissions (EU only) 2015: 6293776; CO2 emissions (EU only) 2016: 8319654; CO2 emissions (EU only) 2017: 7587197 |  |  |  |  | 105 | 714 | 967.945 |  |  |  |  | 457 | 1672 | 1944.274 |  |  |  |  | 10 | 56 | 75.941 | NL 205957 | NL0214; NL0213; NL0215 | 5889 | 33.762 | 14.472 | 14.427 | 9767.216 | 651.164 | 47871314.511 | 91817907.152
PL-4 | Bedzin | Poland | EU | Hard coal | EC Będzin SA | 50.302 | 19.1371 | 1975 |  |  | no | Open | operational | 1 | 0 | 81.5 | 0 | 596957 | 618021 | 614514 | 544229 | 515236 | 521152 | 493492 | 505710 | 518292 | 474544 | 520833 | 558123 | 572819 | 2688 | 2825 | 2489 | 2597 | 2230 | 2529 | 2052.35 | 947 | 957 | 1011 | 1107 | 880 | 1111 | 1122.8 | 129 | 165 | 117 | 168 | 179 | 181 | 124.38 | PL 29 | PL0017 | 6456 | 47.828 | 23.518 | 31.781 | 13992.183 | 1026.347 | 70112743.375 | 132440601.569
PL-5 | Lagisza | Poland | EU | Hard coal | Tauron | 50.3489 | 19.1445 | 1966 |  |  | no | Open | operational | 3 | 0 | 700 | 0 | 3092508 | 2904981 | 3139598 | 2353956 | 2506537 | 3850487 | 3831563 | 3546545 | 3025406 | 2496824 | 2912395 | 2061954 | 1869428 | 8254 | 8408 | 3818 | 5570 | 3724 | 3632 | 1871.379 | 7180 | 6185 | 5678 | 5285 | 3803 | 3958 | 2635.5562 | 826 | 817 | 243 | 365 | 277 | 161 | 86.9669 | PL 14 | PL0091 | 6492 | 91.513 | 45.001 | 66.63 | 26410.136 | 2052.501 | 134228096.091 | 253497658.83
PL-6 | Belchatow | Poland | EU | Lignite | PGE | 51.2658 | 19.3153 | 1981 |  |  | no | Open | operational | 13 | 0 | 5400 | 0 | 31970055 | 30083123 | 28322323 | 30862792 | 29473072 | 29659590 | 32823146 | 35193844 | 37178165 | 36886458 | 37051920 | 34941622 | 37646220 | 73494 | 78851 | 77831 | 60960 | 72735 | 74851 | 30061.707 | 41860 | 40645 | 40342 | 40294 | 35990 | 34107 | 27762.697 | 1523 | 1462 | 1263 | 1064 | 968 | 1187 | 733.8487 | PL 1 | PL0334; PL0335; PL0336; PL0062 | 1298 | 1392.797 | 682.885 | 938.332 | 417188.775 | 29996.056 | 2041831527.301 | 3856828008.443
PL-8 | Bialystok | Poland | EU | Hard coal | ENEA | 53.1484 | 23.1701 | 1981 |  |  | no | Open | operational | 2 | 0 | 110 | 0 | 806233 | 733333 | 728040 | 636374 | 425034 | 494895 | 485047 | 331614 | 232308 | 286974 | 326380 | 366393 | 525280 | 1332 | 1353 | 801 | 629 | 761 | 1203 | 1175.8211 | 1396 | 1389 | 939 | 936 | 1107 | 852 | 503.5157 | 88 | 60 | 67 | 65 | 55 | 79 | 109.0057 | PL 30 | PL0020 | 6029 | 25.944 | 12.761 | 18.021 | 7524.072 | 568.788 | 38042571.188 | 71853794.833
PL-11 | Bielsko-Biala | Poland | EU | Hard coal | Tauron |  |  | 1997 |  |  | no | Open | operational | 2 | 0 | 105 | 0 | 672384 | 757370 | 778605 | 684984 | 587260 | 610610 | 578618 | 523678 | 558155 | 552906 | 557573 | 545908 | 500989 | 2498 | 2177 | 2359 | 1684 | 1066 | 1046 | 1057.33 | 775 | 580 | 722 | 444 | 236 | 220 | 226.83 | 269 | 232 | 280 | 126 | 39 | 39 | 43.5 | PL 67; PL 66; PL 205499 | PL0086; PL0094; PL0105 | 6496 | 17.092 | 8.383 | 10.874 | 5146.308 | 358.448 | 25048863.111 | 47320974.544
PL-13 | Turow | Poland | EU | Lignite | PGE | 50.9486 | 14.9131 | 1963 |  |  | no | Open | operational | 6 | 1 | 1488 | 460 | 12755644 | 12959909 | 12331508 | 12879526 | 11624371 | 10656954 | 10776551 | 10900042 | 9994790 | 8140101 | 7595544 | 7838244 | 7108058 | 39831 | 34960 | 33627 | 21416 | 11199 | 10820 | 10809.39 | 12117 | 12517 | 11790 | 9180 | 7712 | 7152 | 5648.44 | 2361 | 1501 | 1345 | 1043 | 950 | 989 | 718.11 | PL 3 | PL0064 | 198 | 202.659 | 105.661 | 104.299 | 72339.959 | 4404.754 | 297746875.022 | 561706681.534
PL-16 | Opole | Poland | EU | Hard coal | PGE | 50.7518 | 17.882 | 1993 |  |  | no | Open | operational | 4 | 2 | 1532 | 1800 | 7175432 | 7345308 | 7553832 | 6911327 | 7413193 | 6770075 | 6872050 | 6252718 | 6321343 | 6422060 | 5821226 | 5917008 | 6278862 | 4822 | 4869 | 4166 | 4530 | 4829 | 3254 | 2743.3 | 10392 | 10250 | 9793 | 9572 | 7607 | 5776 | 4490.22 | 364 | 227 | 194 | 249 | 240 | 203 | 179.02 | PL 2 | PL0063 | 5102 | 104.765 | 51.591 | 79.968 | 29621.8 | 2409.134 | 153715743.854 | 290266667.449
PL-18 | Bydgoszcz II | Poland | EU | Hard coal | PGE | 53.0992 | 18.0875 | 1971 |  |  | no | Open | operational | 4 | 0 | 192 | 0 | 1254557 | 1220382 | 1145416 | 1008763 | 1009125 | 1067270 | 967309 | 953212 | 798087 | 725139 | 754880 | 723306 | 726992 | 6532 | 5113 | 4845 | 3893 | 3746 | 3699 | 1995.146 | 2885 | 2478 | 2434 | 1945 | 1762 | 1807 | 1568.837 | 433 | 207 | 268 | 167 | 102 | 82 | 24.66 | PL 86 | PL0066 | 20245 | 70.301 | 34.486 | 47.57 | 20952.471 | 1517.979 | 103063742.754 | 194675791.297
PL-20 | Miechowice | Poland | EU | Hard coal | Fortum | 50.3487 | 18.8431 | 1955 |  |  | no | Open | operational | 3 | 0 | 125 | 0 | 307274 | 283719 | 273500 | 278874 | 275370 | 289480 | 248019 | 238779 | 235462 | 205346 | 201533 | 200417 | 206395 | 1814 | 1517 | 1271 | 1204 | 821 | 846 | 822.3919 | 586 | 506 | 468 | 422 | 356 | 347 | 334.5697 | 193 | 155 | 147 | 87 | 97 | 94 | 58.3423 | PL 82 | PL0034 | 6528 | 16.03 | 7.898 | 10.513 | 4616.27 | 342.566 | 23497785.013 | 44387836.659
PL-23 | Chorzow 2 | Poland | EU | Hard coal | CEZ | 50.3078 | 18.9686 | 2003 |  |  | no | Open | operational | 2 | 0 | 226 | 0 | 1503080 | 1492413 | 1518045 | 1221546 | 1019100 | 889311 | 920688 | 884746 | 938560 | 920696 | 1082121 | 1181539 | 1354606 | 1383 | 1604 | 1788 | 1649 | 1629 | 1962 | 1071.89 | 566 | 744 | 963 | 868 | 867 | 947 | 1091.86 | 65 | 94 | 84 | 69 | 74 | 104 | 59.34 | PL 24 | PL0021 | 6457 | 37.668 | 18.507 | 25.315 | 11083.689 | 811.987 | 55221572.679 | 104308985.514
PL-33 | Czestochowa | Poland | EU | Hard coal | Fortum | 50.7943 | 19.1425 | 2010 |  |  | no | Open | operational | 1 | 0 | 64 | 0 | CO2 emissions (EU only) 2011: 153641; CO2 emissions (EU only) 2012: 383656; CO2 emissions (EU only) 2013: 218689; CO2 emissions (EU only) 2014: 300332; CO2 emissions (EU only) 2015: 341676; CO2 emissions (EU only) 2016: 338163; CO2 emissions (EU only) 2017: 249717 | 31 | 183 | 343 | 203 | 341 | 259 | 230 | 12 | 217 | 325 | 325 | 289 | 255 | 243 | 7 | 1 | 3 | 2 |  |  | 22.43 | PL 951 | PL0036 | 177296
PL-40 | Elblag | Poland | EU | Hard coal | ENERGA | 54.1817 | 19.3893 | 1955 |  |  | no | Open | operational | 3 | 0 | 62 | 0 | 295194 | 306367 | 273415 | 270538 | 286519 | 299853 | 275924 | 280416 | 280571 | 250171 | 233541 | 240549 | 214520 | 1163 | 1187 | 1098 | 980 | 951 | 1008 | 1043.84 | 566 | 536 | 580 | 522 | 533 | 481 | 414.52 | 75 | 77 | 87 | 60 | 51 | 62 | 52.83 | PL 33 | PL0031 | 6839 | 19.375 | 9.523 | 12.987 | 5681.533 | 417.317 | 28403958.022 | 53653056.297
PL-43 | Gdansk 2 | Poland | EU | Hard coal | PGE | 54.3781 | 18.6417 | 1973 |  |  | no | Open | operational | 4 | 0 | 217.3 | 0 | 1393221 | 1338297 | 1331836 | 1111303 | 1044824 | 1199847 | 1118073 | 1116069 | 1139261 | 1059728 | 1088560 | 1185401 | 1236591 | 4683 | 4351 | 4026 | 3834 | 3356 | 3154 | 1210 | 2755 | 2401 | 2593 | 2371 | 2033 | 1667 | 1040 | 259 | 170 | 165 | 214 | 110 | 119 | 0 | PL 50 | PL0014 | 20208 | 61.612 | 30.252 | 41.854 | 18205.56 | 1334.098 | 90330020.687 | 170621722.406
PL-46 | Gdynia | Poland | EU | Hard coal | PGE | 54.5533 | 18.4808 | 1980 |  |  | no | Open | operational | 2 | 0 | 105.2 | 0 | 842755 | 831925 | 815837 | 726185 | 673262 | 744395 | 680082 | 671532 | 704035 | 680194 | 660491 | 686189 | 668579 | 2101 | 2099 | 1885 | 2062 | 1740 | 1693 | 658.872 | 1408 | 1083 | 1295 | 1339 | 971 | 1115 | 1218.748 | 171 | 107 | 75 | 167 | 116 | 121 | 44.863 | PL 51 | PL0015 | 20209 | 35.729 | 17.576 | 24.62 | 10359.724 | 780.426 | 52387765.628 | 98950465.504
PL-69 | Jaworzno 2 | Poland | EU | Hard coal | Tauron | 50.2122 | 19.2289 | 1998 |  |  | no | Open | operational | 3 | 0 | 200 | 0 | 1026204 | 853934 | 846777 | 905748 | 792669 | 895529 | 751882 | 768265 | 886851 | 881133 | 870727 | 967317 | 908145 | 2023 | 1657 | 1781 | 1745 | 1715 | 1178 | 657.8407 | 1092 | 816 | 876 | 1077 | 1391 | 1088 | 649.8097 | 51 | 49 | 83 | 61 | 65 | 72 | 57.1703 | PL 11 | PL0089 | 6493 | 27.875 | 13.713 | 19.901 | 8040.549 | 619.42 | 40881134.97 | 77210138.534
PL-70 | Jaworzno 3 | Poland | EU | Hard coal | Tauron | 50.2078 | 19.2097 | 1977 |  |  | no | Open | operational | 6 | 1 | 1345 | 910 | 4751550 | 5993992 | 6953092 | 5644891 | 5650220 | 6220247 | 6226895 | 5922397 | 6254559 | 3950789 | 4519062 | 4514460 | 6013145 | 7081 | 7188 | 5875 | 6412 | 3386 | 3934 | 1960 | 10987 | 10947 | 9230 | 8118 | 4505 | 4665 | 3544.2249 | 191 | 173 | 190 | 200 | 63 | 91 | 84.6057 | PL 9 | PL0090 | 6497 | 102.23 | 50.239 | 75.324 | 29616.883 | 2305.01 | 149956113.669 | 283192544.308
PL-76 | Katowice | Poland | EU | Hard coal | Tauron | 50.2853 | 19.0539 | 1999 |  |  | no | Open | operational | 1 | 0 | 135 | 0 | 925648 | 916964 | 815328 | 739009 | 860568 | 609973 | 827136 | 882130 | 889214 | 848637 | 867301 | 657957 | 877950 | 1794 | 1990 | 2304 | 2031 | 2094 | 2010 | 1339.33 | 575 | 615 | 776 | 582 | 588 | 631 | 533.1 | 123 | 143 | 162 | 94 | 113 | 118 | 91.26 | PL 64 | PL0082 | 6498 | 35.291 | 17.337 | 22.913 | 10448.164 | 748.39 | 51727475.982 | 97716479.611
PL-80 | Blachownia | Poland | EU | Hard coal | Tauron | 50.35 | 18.2833 | 1957 | 2014 |  | no | Retired or fuel switch | retired | 0 | 0 | 0 | 0 | 358185 | 365946 | 480286 | 336399 | 347766 | 359889 | 323507 | 277868 | 299299 | 281027 | 284908 | 277601 | 308275 | 57 | 36 | 27 | 38 | 44 | 64 | 0 | 673 | 616 | 517 | 615 | 594 | 555 | 485 | 8 | 6 | 3 | 3 | 3 | 3 | 0 | PL 10 | PL0087 | 5105
PL-90 | Patnow I | Poland | EU | Lignite | ZEPAK | 52.3055 | 18.2317 | 1967 |  |  | no | Open | operational | 6 | 0 | 1200 | 0 | 7076256 | 7228973 | 7494433 | 7071332 | 6100275 | 5235064 | 5682058 | 5903008 | 5931849 | 5259965 | 5371308 | 5365079 | 4766368 | 6262 | 7721 | 7500 | 6630 | 5240 | 5199 | 4146.71 | 6298 | 6674 | 7447 | 7429 | 7031 | 6721 | 6141.57 | 390 | 456 | 447 | 650 | 587 | 338 | 582.2 | PL 21 | PL0100 | 6995 | 142.406 | 70.1 | 105.204 | 40621.599 | 3220.29 | 208898513.498 | 394502946.343
PL-91 | Konin | Poland | EU | Lignite | ZEPAK | 52.2842 | 18.2711 | 1958 |  |  | no | Open | operational | 4 | 0 | 193 | 0 | 2194482 | 2495637 | 2059700 | 967856 | 893249 | 816054 | 635646 | 629323 | 675320 | 697187 | 628153 | 626543 | 641379 | 1693 | 1061 | 1374 | 1305 | 1565 | 1376 | 1613.59 | 1388 | 1050 | 1129 | 1297 | 1312 | 1382 | 1450 | 71 | 91 | 82 | 71 | 86 | 69 | 115.23 | PL 22 | PL0099 | 6994 | 33.557 | 16.503 | 24.206 | 9690.774 | 749.25 | 49217366.935 | 92952019.061
PL-96 | Kozienice | Poland | EU | Hard coal | Enea | 51.6647 | 21.4667 | 1972 |  |  | no | Open | operational | 11 | 0 | 3994 | 0 | 10243459 | 10846565 | 10546967 | 10004616 | 10686735 | 10835725 | 10299069 | 9925556 | 10230491 | 10960698 | 11393513 | 12006243 | 11192829 | 35145 | 31279 | 32488 | 33405 | 34442 | 30985 | 9657.0383 | 21718 | 20375 | 18203 | 18109 | 17177 | 16137 | 14308.1641 | 1078 | 1048 | 787 | 856 | 1050 | 927 | 401.9969 | PL 4 | PL0028 | 4951 | 600.838 | 294.887 | 408.231 | 178190.848 | 13005.564 | 880882828.556 | 1663872895.313
PL-98 | Krakow | Poland | EU | Hard coal | PGE | 50.0542 | 20.0069 | 1970 |  |  | no | Open | operational | 3 | 0 | 350 | 0 | 2071217 | 2015780 | 2080513 | 1792173 | 1719359 | 1920463 | 1765511 | 1783440 | 1866960 | 1747087 | 1782340 | 1909684 | 1775841 | 5914 | 6082 | 6601 | 5758 | 6252 | 6316 | 1031.72 | 4039 | 3881 | 4247 | 4198 | 4375 | 3465 | 2525.83 | 440 | 530 | 751 | 682 | 370 | 236 | 105.87 | PL 38 | PL0011 | 4644 | 124.612 | 61.187 | 84.941 | 36791.528 | 2702.74 | 182698059.225 | 345090284.687
PL-107 | Laziska | Poland | EU | Hard coal | Tauron | 50.1337 | 18.8465 | 1960 |  |  | no | Open | operational | 6 | 0 | 1155 | 0 | 4965199 | 5270837 | 5128589 | 4896465 | 4525558 | 4867536 | 5095312 | 3997000 | 3977321 | 3445336 | 3784947 | 3703360 | 3879920 | 7426 | 6943 | 5306 | 5577 | 5079 | 4748 | 3714.546 | 9261 | 9212 | 6698 | 5802 | 4254 | 3854 | 3462.426 | 760 | 566 | 351 | 299 | 321 | 286 | 193.176 | PL 12 | PL0092 | 6494 | 107.038 | 52.644 | 75.433 | 30995.611 | 2363.022 | 156967964.244 | 296466725.579
PL-113 | Lodz 2 | Poland | EU | Hard coal | Veolia | 51.7984 | 19.4203 | 1958 | 2015 |  | no | Retired or fuel switch | retired | 0 | 0 | 0 | 0 | 540263 | 538958 | 545138 | 579071 | 490787 | 538428 | 493340 | 482460 | 457853 | 394746 | 189712 |  |  | 2040 | 2216 | 2128 | 1801 | 1815 | 963 | 2360 | 1223 | 1035 | 1054 | 1019 | 887 | 435 | 1160 | 130 | 133 | 84 | 89 | 71 | 32 | 0 | PL 89 | PL0006 | 1322 | 18.038 | 8.853 | 12.102 | 5362.031 | 388.084 | 26444059.31 | 49950829.884
PL-114 | Lodz 3 | Poland | EU | Hard coal | Veolia | 51.7424 | 19.4476 | 1968 |  |  | no | Open | operational | 4 | 0 | 197.5 | 0 | 956264 | 932665 | 947299 | 882237 | 893894 | 935659 | 796043 | 807754 | 789881 | 589473 | 656150 | 865511 | 834130 | 3977 | 3615 | 3406 | 2940 | 2335 | 2515 | 2360.2891 | 2302 | 1837 | 1721 | 1717 | 1234 | 1347 | 1164.553 | 123 | 99 | 92 | 77 | 54 | 44 | 51.5312 | PL 87 | PL0007 |  | 48.892 | 23.982 | 33.378 | 14563.869 | 1060.108 | 71681189.135 | 135394915.559
PL-115 | Lodz 4 | Poland | EU | Hard coal | Veolia | 51.7463 | 19.5382 | 1977 |  |  | no | Open | operational | 3 | 0 | 215 | 0 | 1039988 | 949324 | 1105197 | 1074331 | 1008628 | 1060683 | 839098 | 704950 | 657359 | 646548 | 769004 | 900368 | 929878 | 3944 | 2949 | 2141 | 2023 | 2069 | 1541 | 838.2156 | 2368 | 1760 | 1525 | 1378 | 1201 | 1076 | 1195.8534 | 42 | 33 | 48 | 44 | 43 | 50 | 55.3466 | PL 88 | PL0008 | 1323 | 32.645 | 16.032 | 22.776 | 9592.26 | 716.134 | 47868844.119 | 90412429.685
PL-126 | Mielec | Poland | EU | Hard coal | E-Star Plc | 50.3044 | 21.4611 | 1962 |  |  | no | Open | operational | 1 | 0 | 30.44 | 0 | 188937 | 170959 | 176414 | 170387 | 152448 | 170391 | 153400 | 167066 | 151246 | 138591 | 138643 | 153559 | 168887 | [6 empty] | 546 | [6 empty] | 244 | [6 empty] | 0 | PL 40 |  | 5211 | 11.297 | 5.533 | 7.527 | 3421.773 | 241.742 | 16559729.083 | 31280554.838
PL-132 | Dolna Odra | Poland | EU | Hard coal | PGE | 53.2058 | 14.4663 | 1974 |  |  | no | Open | operational | 6 | 0 | 1362 | 0 | 3682565 | 5452488 | 5753619 | 5635102 | 4982434 | 5653387 | 5832818 | 4869755 | 4839316 | 4441563 | 4691837 | 4336723 | 3849980 | 12339 | 14692 | 7954 | 5919 | 1803 | 1969 | 2018.763 | 10981 | 11619 | 9766 | 8346 | 6397 | 4332 | 4696.757 | 370 | 295 | 155 | 174 | 107 | 80 | 82.707 | PL 16 | PL0067 | 7121 | 57.459 | 28.22 | 38.436 | 18273.167 | 1188.959 | 83049222.714 | 157877983.852
PL-140 | Ostroleka | Poland | EU | Hard coal | Energa | 53.1044 | 21.612 | 1958 |  |  | no | Open | operational | 4 | 0 | 681.1 | 0 | 2699894 | 3134609 | 3038913 | 3246884 | 2869728 | 2883695 | 3186732 | 2583813 | 2823847 | 2934580 | 2017491 | 2300685 | 2320639 | 9399 | 9628 | 7832 | 9203 | 10108 | 5635 | 3506.29 | 4793 | 5564 | 5160 | 5670 | 5850 | 4221 | 2437.83 | 365 | 433 | 373 | 430 | 388 | 142 | 166.84 | PL 20; PL 19 | PL0030; PL0029 | 4985 | 121.909 | 59.858 | 85.747 | 35842.529 | 2684.356 | 178768817.856 | 337643634.238
PL-155 | Polaniec | Poland | EU | Hard coal | ENEA | 50.4381 | 21.3368 | 1979 |  |  | no | Open | operational | 7 | 0 | 1657 | 0 | 4363815 | 5623632 | 5469380 | 5139790 | 6024281 | 7290568 | 7070253 | 6426108 | 5566819 | 6118214 | 6299450 | 7733638 | 7029514 | 10541 | 9489 | 7527 | 4894 | 6889 | 17017 | 7692.7628 | 12345 | 12789 | 12287 | 10366 | 12871 | 14692 | 15637.4666 | 701 | 580 | 697 | 582 | 448 | 466 | 600.1413 | PL 5 | PL0026 | 6672 | 387.916 | 190.539 | 276.597 | 113441.469 | 8601.901 | 568893902.316 | 1074444223.863
PL-158 | Poznan Garbary | Poland | EU | Hard coal | Veolia | 52.4141 | 16.9449 | 1929 | 2015 |  | no | Retired or fuel switch | retired | 0 | 0 | 0 | 0 | 16252 | 10957 | 7430 | 1243 | 16 | 4811 | 6637 | 6431 | 4647 | 1776 | 2644 | 1924 | [22 empty] | PL 531
PL-159 | Poznan-Karolin | Poland | EU | Hard coal | Veolia | 52.4361 | 16.9889 | 1985 |  |  | no | Open | operational | 3 | 0 | 285 | 0 | 1697392 | 1622121 | 1505584 | 1501213 | 1606130 | 1445134 | 1312457 | 1193853 | 1153452 | 1043303 | 1144354 | 1110598 | 1227413 | 3727 | 3253 | 2788 | 2663 | 2148 | 1839 | 681.09 | 2396 | 2076 | 1910 | 1934 | 1818 | 2086 | 2012.64 | 243 | 285 | 241 | 204 | 216 | 115 | 60.58 | PL 522 | PL0010 | 6963 | 47.438 | 23.345 | 34.584 | 13593.768 | 1065.431 | 69581793.983 | 131408910.477
PL-176 | Halemba | Poland | EU | Hard coal | Tauron | 50.2344 | 18.8497 | 1960 | 2012 |  | no | Retired or fuel switch | retired | 0 | 0 | 0 | 0 | 721204 | 450619 | 459660 | 342672 | 307532 | 335309 | 186932 | 74235 | [26 empty] | PL 13
PL-178 | Rybnik | Poland | EU | Hard coal | PGE | 50.1333 | 18.5236 | 1972 |  |  | no | Open | operational | 8 | 0 | 1775 | 0 | 8610371 | 8642969 | 8423079 | 8121792 | 7244279 | 8229363 | 8247038 | 7932724 | 8385181 | 7246717 | 6548392 | 7050817 | 6484111 | 24200 | 23636 | 23464 | 23394 | 20096 | 16386 | 10860.31 | 16350 | 15929 | 15593 | 14448 | 11837 | 9994 | 9456.69 | 904 | 892 | 814 | 978 | 776 | 709 | 583.99 | PL 6 | PL0012 | 6461 | 334.116 | 164.131 | 229.707 | 98137.115 | 7279.819 | 489885782.381 | 925305247.074
PL-180 | Czechnica | Poland | EU | Hard coal | PGE | 51.0381 | 17.1503 | 1955 |  |  | no | Open | operational | 3 | 0 | 132 | 0 | 428416 | 443680 | 441107 | 428461 | 413886 | 446835 | 235082 | 226975 | 351439 | 246969 | 280217 | 342398 | 355460 | 1440 | 755 | 882 | 1357 | 926 | 915 | 1142.1856 | 905 | 646 | 717 | 798 | 647 | 697 | 766.7047 | 63 | 23 | 43 | 41 | 27 | 29 | 36.4807 | PL 90 | PL0101 | 234 | 19.955 | 9.802 | 14.043 | 5848.792 | 439.654 | 29263103.163 | 55269651.27
PL-182 | Skawina | Poland | EU | Hard coal | CEZ | 49.9757 | 19.8011 | 1961 |  |  | no | Open | operational | 4 | 0 | 440 | 0 | 2577259 | 2764094 | 2685215 | 1670574 | 1230055 | 1213232 | 1100009 | 999459 | 1502218 | 1516040 | 1564082 | 1511824 | 1454765 | 4501 | 3743 | 4805 | 6842 | 5867 | 7154 | 1944.8325 | 2392 | 2604 | 2680 | 3262 | 3013 | 3002 | 2231.1272 | 113 | 121 | 213 | 273 | 210 | 236 | 24.2958 | PL 7 | PL0027 | 4646 | 131.657 | 64.605 | 87.795 | 39205.421 | 2824.08 | 192999840.927 | 364567115.987
PL-187 | Stalowa Wola | Poland | EU | Hard coal | Tauron | 50.55 | 22.0667 | 1958 |  |  | no | Open | operational | 2 | 0 | 250 | 0 | 1177301 | 1209962 | 1212493 | 1175209 | 1107982 | 1221164 | 1198472 | 917570 | 1076397 | 423242 | 832521 | 521244 | 448069 | 5119 | 4942 | 3929 | 4660 | 1716 | 3296 | 1744.412 | 2727 | 2707 | 2019 | 2397 | 1097 | 1926 | 1146.086 | 159 | 155 | 131 | 151 | 51 | 101 | 82.358 | PL 8 | PL0093 | 5214 | 66.031 | 32.415 | 45.323 | 19516.391 | 1436.601 | 96814185.896 | 182865084.381
PL-198 | Pomorzany | Poland | EU | Hard coal | PGE | 53.3922 | 14.5257 | 1959 |  |  | no | Open | operational | 2 | 0 | 134 | 0 | 736439 | 764937 | 700346 | 794732 | 806870 | 729824 | 750156 | 799966 | 710881 | 692621 | 763880 | 468746 | 399017 | 2542 | 2533 | 2699 | 2443 | 2135 | 2379 | 1453.7 | 1304 | 1445 | 1536 | 1405 | 1254 | 1466 | 887.76 | 84 | 129 | 146 | 155 | 130 | 101 | 93.17 | PL 17 | PL0068 | 7120 | 42.87 | 22.384 | 21.886 | 15726.771 | 935.9 | 63036228.128 | 118870815.237
PL-200 | Szczecin | Poland | EU | Hard coal | PGE | 53.4113 | 14.586 | 1957 |  |  | no | Open | operational | 1 | 0 | 68.5 | 0 | 302213 | 309516 | 289938 | 438641 | 289489 | 303161 | 129461 | 59 | 483 | 1273 | 1470 | 1489 | 1129 | 832 | 368 | 42 | 60 | 84 | 73 | 30.38 | 493 | 270 | 493 | 544 | 572 | 569 | 462.26 | 35 | 16 | 44 | 15 | 17 | 26 | 28.5 | PL 18 | PL0069 | 7119 | 5.198 | 2.42 | 4.158 | 1364.881 | 102.064 | 7400726.32 | 14170458.067
PL-211 | Siersza | Poland | EU | Hard coal | Tauron | 50.2064 | 19.463 | 1969 |  |  | no | Open | operational | 4 | 0 | 557 | 0 | 2725654 | 2667650 | 2971110 | 2512477 | 1718169 | 2056251 | 2313751 | 1822453 | 1757898 | 1311261 | 1816763 | 1597860 | 1538045 | 6955 | 8131 | 5901 | 5328 | 3794 | 5351 | 2341.2002 | 2730 | 3006 | 2417 | 2098 | 1379 | 2265 | 1595.262 | 271 | 486 | 225 | 200 | 123 | 270 | 191.114 | PL 15 | PL0085 | 4663 | 99.43 | 48.837 | 66.128 | 29376.494 | 2132.143 | 145756624.785 | 275328728.196
PL-214 | Adamow | Poland | EU | Lignite | ZEPAK | 52.0122 | 18.5461 | 1964 | 2017 |  | no | Retired or fuel switch | retired | 0 | 0 | 0 | 0 | 3761645 | 4191896 | 4576964 | 4111909 | 4073310 | 3998568 | 4087031 | 3326817 | 3989590 | 4128412 | 3908045 | 3436640 | 2852921 | 12873 | 18128 | 11224 | 13516 | 14088 | 13305 | 13632.58 | 7417 | 8373 | 6387 | 7829 | 7571 | 7471 | 6930.48 | 2278 | 1999 | 1617 | 1400 | 1770 | 2082 | 2282.15 | PL 23 | PL0098 | 6993 | 277.048 | 136.804 | 185.284 | 77965.864 | 5988.581 | 406181263.169 | 767252098.918
PL-216 | Tychy | Poland | EU | Hard coal | Tauron | 50.1063 | 19.0143 | 2003 |  |  | no | Open | operational | 3 | 0 | 155 | 0 | 455895 | 486573 | 408842 | 386242 | 319802 | 380621 | 338684 | 196532 | 105609 | 67591 | 64889 | 255502 | 422857 | 1541 | 1324 | 743 | 506 | 185 | 314 | 562.2077 | 612 | 473 | 246 | 384 | 306 | 308 | 494.6489 | 76 | 83 | 33 | 33 | 36 | 29 | 26.2505 | PL 45 | PL0084 | 6459 | 7.697 | 3.791 | 5.502 | 2193.437 | 171.354 | 11288037.134 | 21319086.061
PL-221 | Siekierki | Poland | EU | Hard coal | PGNiG | 52.1896 | 21.0906 | 1961 |  |  | no | Open | operational | 5 | 0 | 591 | 0 | 3503474 | 3292634 | 3483463 | 3421583 | 3318030 | 3463696 | 3215447 | 3269733 | 3287897 | 3156409 | 2842416 | 2969659 | 3047184 | 16096 | 9266 | 6283 | 5430 | 5053 | 4009 | 3490 | 7608 | 5978 | 5167 | 4064 | 3391 | 2559 | 2427.1476 | 406 | 392 | 296 | 282 | 282 | 276 | 247.7935 | PL 27 | PL0072 | 4978 | 83.711 | 41.175 | 57.535 | 24313.253 | 1825.97 | 122741348.705 | 231836330.022
PL-223 | Zeran | Poland | EU | Hard coal | PGNiG | 52.2944 | 20.9943 | 1954 |  |  | no | Open | operational | 1 | 0 | 386 | 0 | 2488073 | 2513679 | 2477704 | 2471373 | 2440519 | 2591025 | 2422063 | 2379934 | 2488481 | 2273446 | 2324804 | 2303302 | 2339049 | 6391 | 7129 | 7190 | 7988 | 7829 | 6890 | 6846.6297 | 3635 | 3900 | 2834 | 3160 | 3131 | 3101 | 2726.472 | 377 | 419 | 413 | 451 | 467 | 306 | 309.7001 | PL 28 | PL0104 | 4979 | 129.544 | 63.613 | 86.689 | 38322.142 | 2785.349 | 189908692.728 | 358725288.586
PL-234 | Wroclaw | Poland | EU | Hard coal | PGE | 51.1239 | 17.0244 | 1970 |  |  | no | Open | operational | 3 | 0 | 263 | 0 | 1447181 | 1458875 | 1387561 | 1211561 | 1180221 | 1166637 | 990471 | 981642 | 1167706 | 1072081 | 1081987 | 1197061 | 1167224 | 4097 | 3766 | 3758 | 4604 | 3743 | 2674 | 728.1109 | 2395 | 2164 | 2274 | 2384 | 2160 | 1565 | 888.4412 | 102 | 82 | 80 | 97 | 96 | 73 | 58.6927 | PL 91 | PL0102 | 235 | 53.521 | 26.269 | 36.762 | 15839.015 | 1164.634 | 78471419.666 | 148218550.885
PL-237 | Zabrze | Poland | EU | Hard coal | Fortum | 50.2992 | 18.8123 | 1976 |  |  | no | Open | operational | 1 | 0 | 74 | 0 | 317791 | 333788 | 309077 | 290671 | 301333 | 321666 | 260340 | 264199 | 303161 | 267121 | 223731 | 186303 | 178158 | 1591 | 1083 | 1270 | 1862 | 1376 | 765 | 622.23 | 507 | 699 | 681 | 793 | 709 | 595 | 412.58 | 126 | 117 | 125 | 222 | 124 | 59 | 32.71 | PL 46 | PL0037 | 6460 | 17.098 | 8.415 | 11.962 | 4925.982 | 376.384 | 25072636.843 | 47355729.031
PL-245 | Zgierz | Poland | EU | Lignite | PGE | 51.8411 | 19.3944 | 1967 | 2015 |  | no | Retired or fuel switch | retired | 0 | 0 | 0 | 0 | 25279 | 20764 | 21859 | 20417 | 15459 | 14392 | 15257 | 15881 | 2432 |  |  |  |  | 313 | 276 | 218 | 174 | 236 | 652 | 402 | 108 | 92 | 82 | 72 | 89 | 214 | 183 | 17 | 14 | 15 | 11 | 12 | 33 | 0 | PL 52 | PL0054 | 20237
PL-249 | Zofiowka | Poland | EU | Hard coal | Jastrzbska Spółka Wglowa | 49.9643 | 18.6268 | 1974 | 2012 |  | no | Retired or fuel switch | no longer coal | 0 | 0 | 0 | 0 | 561546 | 553051 | 564642 | 562386 | 523725 | 414067 | 419940 | 386280 | 384321 | 312872 | 21409 | 263954 | 235212 | 1294 | 1381 | 1271 | 1280 | 1058 | 28 |  | 673 | 638 | 606 | 608 | 493 | 64 |  | 99 | 82 | 77 | 88 | 65 | 1 |  | PL 73 | PL0077
PL-251 | Zofiowka Moszczenica | Poland | EU | Hard coal | Spolka Energetyczna Jastrzebie | 49.9421 | 18.5698 | 1966 |  |  | no | Open | operational | 1 | 0 | 40.6 | 0 | 234911 | 248006 | 245011 | 234090 | 197432 | 158486 | 136891 | 117002 | 114776 | 117204 | 137097 | 86107 | 77311 | 640 | 556 | 476 | 409 | 406 | 327 | 225.42 | 275 | 241 | 201 | 181 | 125 | 167 | 164 | 30 | 26 | 26 | 24 | 23 | 20 | 14.36 | PL 72 | PL0078 | 6516 | 6.38 | 3.136 | 4.303 | 1869.913 | 137.827 | 9353985.4 | 17668762.728
PL-252 | Patnow II | Poland | EU | Lignite | ZEPAK | 52.3055 | 18.2317 | 2008 |  |  | no | Open | operational | 1 | 0 | 474 | 0 |  |  |  | 1055925 | 2102924 | 2356035 | 2281760 | 2722755 | 2532137 | 2488611 | 2350415 | 2027837 | 2605436 | 1012 | 1190 | 1518 | 1698 | 1334 | 1149 | 1298.36 | 1770 | 1755 | 2080 | 2101 | 1894 | 1654 | 1799.14 | 108 | 108 | 121 | 116 | 98 | 74 | 34.82 | PL 931 | PL0025 | 81484 | 33.152 | 16.321 | 24.768 | 9428.403 | 753.988 | 48634918.714 | 91844006.698
PL-254 | Zabrze II | Poland | EU | Hard coal | Fortum | 50.3249 | 18.7857 | 2018 |  |  | no | Construction | construction | 0 | 1 | 0 | 220
PT-3 | Pego | Portugal | EU | Hard coal | Engie, Marubeni, Endesa | 39.466 | -8.112 | 1992 |  |  | 2030 | Open | operational | 2 | 0 | 682.6087 | 0 | 4185468 | 3956852 | 3266563 | 3217938 | 2835753 | 1619544 | 2136959 | 3188162 | 2767994 | 2700890 | 3615854 | 3260878 | 3746988 | 616 | 1018 | 1627 | 1494 | 1482 | 1942 | 1605 | 1169 | 1523 | 2372 | 1988 | 2043 | 2967 | 2642 | 25 | 27 | 31 | 43 | 44 | 42 | 60.8 | PT 23 | PT0019 | 5530 | 41.717 | 27.97 | 50.106 | 13599.752 | 1315.734 | 64630395.689 | 118986661.607
PT-4 | Sines | Portugal | EU | Hard coal | EDP | 37.9306 | -8.807 | 1985 |  |  | 2030 | Open | operational | 4 | 0 | 1295.6522 | 0 | 8596172 | 8730335 | 7180123 | 6151342 | 7706253 | 4438198 | 6251550 | 7785589 | 7184113 | 7398654 | 8683899 | 7316936 | 8396291 | 2379 | 2991 | 3789 | 4045 | 3871 | 4856 | 3474.1 | 7613 | 4706 | 3827 | 4624 | 4461 | 5444 | 4564.5 | 99 | 285 | 179 | 44 | 35 | 16 | 19.3 | PT 100 | PT0014; PT0015 | 5485 | 94.73 | 62.573 | 97.649 | 32615.247 | 2938.105 | 146450991.895 | 269873065.846
RO-1 | Arad | Romania | EU | Lignite | City of Arad | 46.2219 | 21.3294 | 1981 | 2015 |  | no | Retired or fuel switch | retired | 0 | 0 | 0 | 0 |  |  | 632530 | 647881 | 437046 | 385384 | 393522 | 373845 | 324022 | 280702 | 148041 | 177156 | 170020 | 8386 | 8598 | 7771 | 3282 | 2107 |  |  | 401 | 431 | 402 | 297 | 335 | 112 |  | 174 | 112 | 101 | 92 | 64 | 0 |  | RO 42; RO 41 | RO0001; RO0002 |  | 1.142 | 0.514 | 1.856 | 194.15 | 24.206 | 1707284.956 | 3196219.761
RO-2 | Bacau | Romania | EU | Lignite | City of Bacau | 46.5305 | 26.9409 | 1998 |  |  | no | Open | standby | 1 | 0 | 60 | 0 |  |  | 217616 | 202246 | 222478 | 218919 | 235143 | 206736 | 146967 | 73172 | 83133 | 84125 | 78356 | 2629 | 2796 | 2803 | 2008 | 0 | 0 | 0.056 | 450 | 478 | 548 | 360 | 30 | 17 | 136 | 99 | 146 | 113 | 85 | 0 | 0 | 0.122 | RO 77; RO 78 | RO0004; RO0005 | 167294 | 0.174 | 0.079 | 0.279 | 29.403 | 3.688 | 259961.366 | 486724.594
RO-4 | Brasov | Romania | EU | Lignite | CET Brasov | 45.6623 | 25.6467 | 1990 | 2015 |  | no | Retired or fuel switch | retired | 0 | 0 | 0 | 0 | CO2 emissions (EU only) 2007: 458413; CO2 emissions (EU only) 2008: 406197; CO2 emissions (EU only) 2009: 388223; CO2 emissions (EU only) 2010: 326124; CO2 emissions (EU only) 2011: 104340 | 2347 | 1018 | [5 empty] | 1068 | 459 | [5 empty] | 58 | 25 | [5 empty] | RO 70; RO 71 | RO0160
RO-5 | Craiova II | Romania | EU | Lignite | CE Oltenia SA | 44.3474 | 23.8151 | 1987 |  |  | no | Open | operational | 2 | 0 | 300 | 0 |  |  | 2022746 | 2257591 | 1797740 | 1495325 | 1962612 | 1619393 | 1120185 | 1164735 | 1241520 | 1303931 | 1290216 | 17476 | 23200 | 18722 | 13520 | 14708 | 15262 | 960.3 | 3213 | 2601 | 2090 | 1603 | 1620 | 1577 | 1654.3 | 287 | 375 | 328 | 284 | 258 | 264 | 136.24 | RO 3 | RO0059; RO0060 | 167387 | 194.04 | 95.12 | 94.536 | 53695.496 | 4765.615 | 290185975.982 | 543365527.491
RO-6 | Doicesti | Romania | EU | Lignite | European Communications SRO | 45.0018 | 25.3976 | 1979 | 2015 |  | no | Retired or fuel switch | retired | 0 | 0 | 0 | 0 | CO2 emissions (EU only) 2007: 192023; CO2 emissions (EU only) 2008: 98240; CO2 emissions (EU only) 2009: 3065; CO2 emissions (EU only) 2010: 2659; CO2 emissions (EU only) 2011: 5487 |  | 81 | [6 empty] | 8 | [6 empty] | 16 | [5 empty] | RO 208 | RO0064;RO0063
RO-8 | Drobeta | Romania | EU | Lignite | R.A. Activitati Nucleare (RAAN) | 44.6754 | 22.6883 | 1986 |  |  | no | Open | operational | 4 | 0 | 240 | 0 |  |  | 3310489 | 3293554 | 1783173 | 1796517 | 2050777 | 1850569 | 1754505 | 1651905 | 978674 | 261038 | 52491 | 34469 | 30941 | 40517 | 35932 | 37290 | 21108 | 5476.889 | 2229 | 1780 | 1961 | 1747 | 1587 | 1139 | 321.175 | 604 | 513 | 520 | 445 | 437 | 226 | 46.596 | RO 28 | RO0091; RO0092 | 167394
RO-10 | Iasi II | Romania | EU | Hard coal | Veolia | 47.1493 | 27.6048 | 1986 |  |  | no | Open | operational | 1 | 0 | 60 | 0 |  |  | 610542 | 530616 | 461412 | 430461 | 362611 | 331773 | 349374 | 357471 | 352154 | 349836 | 351433 | 1255 | 1993 | 1487 | 2940 | 700 | 1524 | 2358 | 751 | 824 | 686 | 1338 | 567 | 599 | 865.625 | 23 | 42 | 21 | 59 | 8 | 11 | 40.75 | RO 76; RO 75 | RO0130; RO0051; RO0129; RO0131 | 167308
RO-11 | Isalnita | Romania | EU | Lignite | CE Oltenia SA | 44.3857 | 23.7172 | 1987 |  |  | no | Open | operational | 2 | 0 | 630 | 0 |  |  | 3756033 | 3264421 | 3121875 | 3409838 | 3448612 | 2520067 | 1652543 | 2378893 | 2608863 | 1760749 | 2357658 | 21296 | 9406 | 7149 | 6832 | 2493 | 1588 | 924.776 | 1273 | 542 | 405 | 595 | 1824 | 2463 | 2035.56 | 529 | 581 | 457 | 227 | 121 | 178 | 139.698 | RO 86 | RO0050 | 167386 | 44.821 | 21.116 | 48.333 | 9565.984 | 1016.22 | 66994173.029 | 125465333.093
RO-12 | Mintia | Romania | EU | Hard coal | CE Hunedoara SA | 45.9156 | 22.8278 | 1975 |  |  | no | Open | operational | 5 | 0 | 1075 | 0 |  |  | 3908394 | 3536943 | 2428853 | 1700979 | 2369059 | 2099494 | 1902411 | 1581571 | 918725 | 928028 | 862965 | 17911 | 25778 | 22376 | 21122 | 17476 | 9968 | 11108 | 7399 | 10176 | 8558 | 7953 | 6629 | 3904 | 3831 | 3685 | 5430 | 4239 | 3870 | 3508 | 2073 | 2105 | RO 110 | RO0049; RO0047; RO0048 | 167410 | 171.66 | 83.933 | 115.166 | 40043.635 | 4040.685 | 256244843.06 | 480218319.984
RO-13 | Oradea II | Romania | EU | Lignite | City of Oradea | 47.0842 | 21.8928 | 1967 | 2013 |  | no | Retired or fuel switch | no longer coal | 0 | 0 | 0 | 0 |  |  | 913000 | 995313 | 956342 | 922313 | 1034037 | 939802 | 959694 | 762135 | 987568 | 426310 |  | 20290 | 22382 | 15378 | 18414 | 13220 | 18475 | 9878.03 | 1290 | 1447 | 1069 | 1311 | 973 | 1094 | 565.87 | 2569 | 3118 | 2130 | 2331 | 1148 | 1368 | 706.06 | RO 112 | RO0078; RO0077 | 167427
RO-14 | Govora | Romania | EU | Lignite | Valcea County Council | 45.0408 | 24.2901 | 1986 |  |  | no | Open | operational | 2 | 0 | 100 | 0 |  |  | 1585185 | 1370284 | 1080914 | 1137513 | 1130641 | 1109237 | 1081365 | 1178473 | 1126695 | 1386466 | 1513139 | 21779 | 16220 | 14845 | 17236 | 16219 | 14584 | 12850.547 | 2992 | 3192 | 3097 | 2858 | 3016 | 2874 | 2687.214 | 2142 | 2154 | 1628 | 1360 | 1027 | 544 | 368.779 | RO 73 | RO0086; RO0087; RO0085 | 167399 | 201.738 | 98.486 | 113.852 | 53675.651 | 4896.157 | 301626876.391 | 564845636.933
RO-15 | Rovinari | Romania | EU | Lignite | CE Oltenia SA | 44.9134 | 23.1337 | 1976 |  |  | no | Open | operational | 4 | 0 | 1320 | 0 |  |  | 6103822 | 5853872 | 5112073 | 4742492 | 5259194 | 5803856 | 4291363 | 4469942 | 5412542 | 5460945 | 5782942 | 54767 | 38954 | 26291 | 13550 | 10109 | 4088 | 3477.787 | 11125 | 11065 | 11948 | 8922 | 9263 | 9073 | 4876.932 | 1850 | 1539 | 1276 | 744 | 556 | 320 | 284.617 | RO 87 | RO0089; RO0090 | 167390 | 142.058 | 66.259 | 169.225 | 29355.826 | 3183.454 | 212392956.9 | 397707069.187
RO-16 | Suceava CET | Romania | EU | Lignite | Suceava Local Council | 47.6519 | 26.2987 | 1987 | 2015 |  | no | Retired or fuel switch | retired | 0 | 0 | 0 | 0 | CO2 emissions (EU only) 2007: 455961; CO2 emissions (EU only) 2008: 417748; CO2 emissions (EU only) 2009: 351798; CO2 emissions (EU only) 2010: 305786; CO2 emissions (EU only) 2011: 287477; CO2 emissions (EU only) 2012: 299022; CO2 emissions (EU only) 2013: 166049 | 675 | 1067 | 1252 | 645 |  |  |  | 548 | 582 | 624 | 359 |  |  |  | 71 | 45 | 59 | 22 |  |  |  | RO 202 | RO0096
RO-17 | Turceni | Romania | EU | Lignite | CE Oltenia SA | 44.6648 | 23.4096 | 1976 |  |  | no | Open | operational | 6 | 0 | 1980 | 0 |  |  | 6837217 | 7449622 | 6074492 | 5816735 | 7277369 | 6409365 | 4169782 | 4476006 | 4454326 | 4159951 | 4429457 | 81234 | 76194 | 37520 | 7873 | 5913 | 6726 | 5723.08 | 13994 | 17211 | 14725 | 9125 | 9799 | 9750 | 6502.7 | 1320 | 1647 | 1037 | 303 | 217 | 210 | 200.36 | RO 88 | RO0101; RO0103; RO0102; RO0100 | 167389 | 178.421 | 83.844 | 191.769 | 39334.718 | 4069.028 | 266812252.171 | 499568911.022
RO-18 | Paroseni | Romania | EU | Hard coal | CE Hunedoara SA | 45.3609 | 23.2636 | 1964 |  |  | no | Open | retrofitting | 1 | 0 | 150 | 0 |  |  | 979051 | 970935 | 1046521 | 909456 | 960128 | 969180 | 917448 | 884101 | 832470 | 420620 | 339424 | 11753 | 11713 | 13099 | 14156 | 13629 | 12060 | 6132.28 | 503 | 485 | 548 | 550 | 505 | 487 | 286.22 | 87 | 47 | 60 | 103 | 101 | 75 | 42.12 | RO 209 | RO0104; RO0105 | 167411 | 144.509 | 71.08 | 61.731 | 41116.188 | 3580.438 | 216144243.51 | 404699033.708
RO-19 | Zalau | Romania | EU | Lignite | Zalau City | 47.2103 | 23.0324 | 1982 | 2015 |  | no | Retired or fuel switch | retired | 0 | 0 | 0 | 0 |  |  | 19657 | 18976 | 13732 | 10593 | 9084 | 7949 | 6674 | 3084 | 5 |  |  | 0 | 0 | 0 | 0 | 0 |  |  | 14 | 15 | 13 | 8 | 5 | [9 empty] | RO 228 | RO0175; RO0176
RS-1 | Kolubara A | Serbia | Western Balkans | Lignite | EPS- Elektroprivreda Srbije | 44.4803 | 20.2935 | 1956 |  |  | no | Open | operational | 4 | 0 | 239 | 0 | [13 empty] | 12920 | 16750 | 26130 | 19820 | 15280 | 12433 | 5834 | 2524 | 2909 | 3650 | 2140 | 1596 | 2821 | 1298 | 2449 | 1950 | 5326 | 2539 | 1580 | 4586 | 3255.6 |  |  | 124088
RS-2 | Kostolac A | Serbia | Western Balkans | Lignite | EPS- Elektroprivreda Srbije | 44.7237 | 21.1716 | 1967 |  |  | no | Open | operational | 2 | 0 | 310 | 0 | [13 empty] | 53000 | 51700 | 54200 | 51700 | 39900 | 49000 | 74900 | 3190 | 3220 | 3290 | 3190 | 2330 | 3720 | 4880 | 1690 | 1510 | 1660 | 1340 | 499 | 1300 | 1030 |  |  | 124105
RS-3 | Kostolac B | Serbia | Western Balkans | Lignite | EPS- Elektroprivreda Srbije | 44.7237 | 21.1716 | 1987 |  |  | no | Open | operational | 2 | 0 | 697 | 0 | [13 empty] | 58700 | 97800 | 43100 | 89100 | 34500 | 65400 | 128000 | 5570 | 8670 | 2950 | 7670 | 3390 | 4610 | 8820 | 2670 | 6950 | 4270 | 3720 | 355 | 950 | 2340 |  |  | 124106
RS-4 | Morava | Serbia | Western Balkans | Lignite | EPS- Elektroprivreda Srbije | 44.2238 | 21.1631 | 1969 |  |  | no | Open | operational | 1 | 0 | 120 | 0 | [13 empty] | 10600 | 9310 | 17100 | 11400 | 9180 | 2330 | 2540 | 908 | 990 | 1450 | 1500 | 1200 | 639 | 697 | 3100 | 3700 | 4560 | 1910 | 1620 | 1830 | 807 |  |  | 124093
RS-5 | Nikola Tesla A | Serbia | Western Balkans | Lignite | EPS- Elektroprivreda Srbije | 44.6713 | 20.1584 | 1970 |  |  | no | Open | operational | 6 | 0 | 1745 | 0 | [13 empty] | 105000 | 126000 | 105000 | 50700 | 101000 | 101000 | 109000 | 15700 | 21600 | 20200 | 20100 | 18000 | 18200 | 16400 | 6300 | 7300 | 4120 | 4420 | 3640 | 1970 | 2680 |  |  | 124090
RS-6 | Nikola Tesla B | Serbia | Western Balkans | Lignite | EPS- Elektroprivreda Srbije | 44.6713 | 20.1584 | 1983 |  |  | no | Open | operational | 2 | 0 | 1290 | 0 | [13 empty] | 85200 | 66600 | 94000 | 93200 | 104000 | 69000 | 57100 | 15200 | 14100 | 12100 | 14300 | 15400 | 16200 | 11400 | 2150 | 1940 | 2120 | 1290 | 921 | 1320 | 1020 |  |  | 124091
SE-11 | Vaerta | Sweden | EU | Hard coal | Fortum | 59.3526 | 18.1009 | 1990 | 2022 | 2017-02-21 | no | Open | operational | 1 | 0 | 141.3043 | 0 | 700634 | 662775 | 630430 | 610389 | 740342 | 883333 | 648462 | 542738 | 632831 | 517705 | 608308 | 424889 | 456204 | 289 | 101 | 86 | 116 | 78 | 58 | 74.1 | 471 | 297 | 269 | 330 | 219 | 185 | 284.13 | 11 | 5 | 4 | 2 | 2 | 5 | 4.7 | SE 45 | SE0085 | 187 | 0.929 | 0.396 | 0.998 | 216.159 | 15.334 | 1339264.365 | 2549438.249
SI-3 | Te-Tol | Slovenia | EU | Lignite | Termoelektrarna Toplarna | 46.058 | 14.5451 | 1966 |  |  | no | Open | operational | 3 | 0 | 124 | 0 | 858187 | 809286 | 809426 | 826144 | 701085 | 756316 | 721924 | 670947 | 649890 | 584808 | 565901 | 576966 | 611420 | 483 | 456 | 419 | 449 | 373 | 366 | 365.967 | 1317 | 1134 | 1030 | 871 | 737 | 731 | 697.197 | 55 | 53 | 27 | 22 | 18 | 18 | 20.639 | SI 5 | SI0001; LT0024; SI0002 | 7229 | 19.802 | 11.475 | 17.393 | 5987.178 | 491.878 | 29715724.572 | 55499330.02
SI-4 | Sostanj | Slovenia | EU | Lignite | HSE | 46.3723 | 15.0534 | 1977 |  |  | no | Open | operational | 2 | 0 | 945 | 0 | 4622633 | 4662428 | 4906889 | 4798149 | 4573225 | 4775277 | 4676085 | 4547821 | 4362082 | 3530977 | 3791039 | 4148697 | 4073442 | 4039 | 4271 | 3999 | 3547 | 2755 | 1299 | 911.13 | 7816 | 7597 | 7010 | 6312 | 5126 | 3210 | 2699.268 | 148 | 213 | 228 | 182 | 142 | 88 | 61.573 | SI 4 | SI0006; SI0005; SI0004; SI0007; SI0008 | 7125 | 79.567 | 46.034 | 73.926 | 23477.063 | 1968.562 | 119320364.714 | 222920224.398
SI-5 | Trbovlje | Slovenia | EU | Hard coal | HSE | 46.1258 | 15.0611 | 1966 | 2018 |  | no | Retired or fuel switch | retired | 0 | 0 | 0 | 0 | 670750 | 747600 | 727309 | 682625 | 729965 | 591297 | 747089 | 636131 | 553014 | 143390 | 232 | 276 | 1935 | 1262 | 1671 | 1743 | 1156 | 312 |  | 0 | 1000 | 1254 | 1221 | 1035 | 284 |  | 0 | 54 | 98 | 126 | 54 | 11 |  | 0 | SI 6 | SI0003
SK-4 | Teko | Slovakia | EU | Hard coal | Teko | 48.6997 | 21.2731 | 1967 |  |  | no | Open | operational | 2 | 0 | 121 | 0 | 521217 | 537022 | 544697 | 518650 | 497653 | 533007 | 523551 | 490424 | 505477 | 446297 | 429166 | 370382 | 406623 | 1144 | 1381 | 1160 | 1154 | 1035 | 869 | 213.8607 | 1594 | 1562 | 1257 | 1414 | 1241 | 461 | 241.468 | 92 | 90 | 95 | 76 | 85 | 37 | 2.194 | SK 144 | SK0073; SK0055; SK0054; SK0053 | 10265 | 17.028 | 8.363 | 11.56 | 5019.431 | 368.693 | 24964719.319 | 47155201.217
SK-13 | Vojany I | Slovakia | EU | Hard coal | EPH, Enel | 48.5525 | 21.9726 | 1966 |  |  | no | Open | operational | 2 | 0 | 220 | 0 | 2646143 | 2615611 | 2005236 | 1583830 | 898417 | 645958 | 573432 | 600273 | 375818 | 375483 | 390409 | 448783 | 617778 | 497 | 635 | 631 | 368 | 456 | 511 | 259.179 | 989 | 627 | 616 | 121 | 98 | 62 | 92.547 | 18 | 15 | 16 | 22 | 15 | 15 | 14.786 | SK 109 | SK0037; SK0036; SK0038; SK0040; SK0041 | 10271 | 7.863 | 3.853 | 4.891 | 2391.919 | 163.051 | 11521149.274 | 21766179.276
SK-14 | Novaky | Slovakia | EU | Lignite | EPH, Enel | 48.6937 | 18.5321 | 1964 |  |  | no | Open | operational | 4 | 0 | 266 | 0 | 2155316 | 2056171 | 2097420 | 2495193 | 2445307 | 2361963 | 2398722 | 2289752 | 2299035 | 2077299 | 2143125 | 1854213 | 1789587 | 36448 | 39549 | 33349 | 31003 | 24696 | 46755 | 6134.1249 | 3535 | 4226 | 3524 | 3270 | 3272 | 3820 | 1792.2624 | 333 | 413 | 296 | 263 | 277 | 510 | 153.9313 | SK 110 | SK0035; SK0033; SK0034 | 9701 | 694.213 | 339.675 | 428.339 | 214015.2 | 14321.026 | 1017175751.098 | 1921718379.531
SK-17 | Zvolenska | Slovakia | EU | Lignite | Zvolenska Teplarenska | 48.5667 | 19.17 | 1986 |  |  | no | Open | operational | 2 | 0 | 44 | 0 | 218378 | 205329 | 166829 | 161775 | 166286 | 184124 | 137547 | 125479 | 111196 | 95078 | 96610 | 98811 | 97324 | 1077 | 999 | 981 | 1122 | 633 | 487 | 662.502 | 431 | 401 | 510 | 533 | 458 | 408 | 414.465 | 40 | 31 | 44 | 46 | 27 | 28 | 43.792 | SK 162 | SK0061; SK0060 | 9704 | 11.11 | 5.464 | 7.857 | 3216.215 | 245.678 | 16292992.811 | 30772460.292
SK-18 | Martinska | Slovakia | EU | Lignite | Martinska | 49.0592 | 18.907 | 1962 | 2020 |  | no | Open | operational | 2 | 0 | 42 | 0 | 188152 | 195618 | 172422 | 191353 | 181311 | 142111 | 139294 | 134809 | 124322 | 99146 | 118385 | 119240 | 120572 | 724 | 657 | 795 | 475 | 346 | 365 | 445.398 | 277 | 275 | 292 | 240 | 218 | 222 | 261.489 | 12 | 11 | 9 | 9 | 6 | 8 | 10.6374 | SK 75 | SK0025 | 10927 | 7.37 | 3.616 | 5.085 | 2184.549 | 160.672 | 10805629.09 | 20409696.962
TR-1 | Silopi | Turkey | Turkey | Lignite | Park/Ciner | 37.2465 | 42.4643 | 2009 |  |  | no | Open | operational | 3 | 0 | 413.1 | 0
TR-2 | Atlas | Turkey | Turkey | Hard coal | Diler Holding | 36.5858 | 36.1797 | 2014 |  |  | no | Open | operational | 2 | 0 | 1304.3478 | 0
TR-3 | Colakoglu | Turkey | Turkey | Hard coal | Çolakoğlu | 40.7873 | 29.5292 | 2003 |  |  | no | Open | operational | 1 | 0 | 206.5217 | 0
TR-4 | ICDAS Bekirli | Turkey | Turkey | Hard coal | Içdaş | 40.3916 | 27.0412 | 2011 |  |  | no | Open | operational | 2 | 0 | 1216 | 0
TR-5 | Isken Sugozu | Turkey | Turkey | Hard coal | Steag | 36.8345 | 35.8684 | 2003 |  |  | no | Open | operational | 2 | 0 | 1320 | 0
TR-6 | Izdemir Enerji | Turkey | Turkey | Hard coal | İzmir Demir Çelik Sanayi A.Ş | 38.7272 | 26.9061 | 2014 |  |  | no | Open | operational | 1 | 0 | 380.4348 | 0
TR-7 | Zonguldak Eren I | Turkey | Turkey | Hard coal | Eren | 41.497 | 31.8436 | 2010 |  |  | no | Open | operational | 1 | 0 | 173.913 | 0
TR-8 | ICDAS Celik | Turkey | Turkey | Hard coal | Içdaş | 40.4404 | 27.1049 | 2005 |  |  | no | Open | operational | 3 | 0 | 410.1 | 0
TR-9 | Afsin Elbistan A | Turkey | Turkey | Lignite | EÜAŞ | 38.3532 | 36.9828 | 1984 |  |  | no | Open | operational | 4 | 0 | 1472.8261 | 0
TR-10 | Afsin Elbistan B | Turkey | Turkey | Lignite | EÜAŞ | 38.3532 | 36.9828 | 2006 |  |  | no | Open | operational | 4 | 0 | 1565.2174 | 0
TR-11 | Bolu-Goynuk | Turkey | Turkey | Lignite | Aksa (Kazanci Holding) | 40.2529 | 30.7684 | 2015 |  |  | no | Open | operational | 2 | 0 | 275 | 0
TR-12 | Can I Onsekizmart | Turkey | Turkey | Lignite | EÜAŞ | 40.0241 | 26.9584 | 2003 |  |  | no | Open | operational | 2 | 0 | 347.8261 | 0
TR-13 | Catalagzi | Turkey | Turkey | Hard coal | Bereket | 41.497 | 31.8436 | 1989 |  |  | no | Open | operational | 2 | 0 | 326.087 | 0
TR-14 | Cayirhan | Turkey | Turkey | Lignite | Park/Ciner | 40.0969 | 31.6947 | 1987 |  |  | no | Open | operational | 4 | 0 | 673.913 | 0
TR-15 | Kangal | Turkey | Turkey | Lignite | Konya Şeker | 39.0747 | 37.2975 | 1989 |  |  | no | Open | operational | 3 | 0 | 496.7391 | 0
TR-16 | Kemerkoy | Turkey | Turkey | Lignite | Içtaş & Limak | 37.0286 | 27.9114 | 1994 |  |  | no | Open | operational | 3 | 0 | 684.7826 | 0
TR-17 | Orhaneli | Turkey | Turkey | Lignite | Çelikler | 39.9533 | 28.8522 | 1992 |  |  | no | Open | operational | 1 | 0 | 396.7391 | 0
TR-18 | Seyitomer | Turkey | Turkey | Lignite | Çelikler | 39.5778 | 29.8944 | 1973 |  |  | no | Open | operational | 4 | 0 | 652.1739 | 0
TR-19 | Soma B | Turkey | Turkey | Lignite | Konya Şeker | 39.1949 | 27.636 | 1981 |  |  | no | Open | operational | 6 | 0 | 1076.087 | 0
TR-20 | Tufanbeyli | Turkey | Turkey | Lignite | Sabancı, Uniper | 38.2692 | 36.0651 | 2016 |  |  | no | Open | operational | 3 | 0 | 489.1304 | 0
TR-21 | Tuncbilek | Turkey | Turkey | Lignite | Çelikler | 39.629 | 29.4573 | 1966 |  |  | no | Open | operational | 3 | 0 | 396.7391 | 0
TR-22 | Yatagan | Turkey | Turkey | Lignite | Bereket | 37.3313 | 28.1001 | 1983 |  |  | no | Open | operational | 3 | 0 | 684.7826 | 0
TR-23 | Yenikoy | Turkey | Turkey | Lignite | Içtaş & Limak | 37.1376 | 27.885 | 1986 |  |  | no | Open | operational | 2 | 0 | 456.5217 | 0
TR-24 | Yunus Emre | Turkey | Turkey | Lignite | Naksan | 39.9836 | 31.3206 | 2018 |  |  | no | Construction | test phase | 0 | 0 | 0 | 315.2174
TR-25 | Can II | Turkey | Turkey | Lignite | Odaş Enerji | 40.0241 | 26.9584 | 2018 |  |  | no | Construction | construction | 0 | 1 | 0 | 330
TR-26 | Cenal | Turkey | Turkey | Hard coal | Cengiz Holding A.Ş. and Alarko Holding A.Ş. (50-50 partnership) | 40.4182 | 27.3167 | 2017 |  |  | no | Open | operational | 2 | 0 | 1320 | 0
TR-27 | Zonguldak Eren II | Turkey | Turkey | Hard coal | Eren | 41.497 | 31.8436 | 2010 |  |  | no | Open | operational | 2 | 0 | 1336.9565 | 0
TR-28 | Zonguldak Eren III | Turkey | Turkey | Hard coal | Eren | 41.497 | 31.8436 | 2016 |  |  | no | Open | operational | 2 | 0 | 1460.8696 | 0
TR-29 | Soma Kolin | Turkey | Turkey | Lignite | Kolin Group | 39.2307 | 27.7184 | 2018 |  |  | no | Construction | construction | 0 | 2 | 0 | 510
UK-2 | Lynemouth | United Kingdom | EU | Hard coal | EPH | 55.2007 | -1.539 | 1972 | 2015 |  | no | Retired or fuel switch | no longer coal | 0 | 0 | 0 | 0 | 2685512 | 2693932 | 2695748 | 2802040 | 2543017 | 2551364 | 2612450 | 2050363 | 2284177 | 2717964 | 1287305 | 1059 | 2421 | [21 empty] | GB 376
UK-6 | Aberthaw | United Kingdom | EU | Hard coal | RWE | 51.3875 | -3.4067 | 1971 |  |  | 2025 | Open | operational | 3 | 0 | 1723.913 | 0 | 5264973 | 7340340 | 4186423 | 7027839 | 5002555 | 4739140 | 4829978 | 8229115 | 8504964 | 6038198 | 6703696 | 5939877 | 2296592 | 3402 | 2703 | 3845 | 5751 | 5654 | 6215 | 3416.1 | 18370 | 18541 | 31967 | 31540 | 22451 | 25278 | 17152.1 | 272 | 258 | 489 | 480 | 285 | 345 | 246.1 | GB 188 | UK0283 | 13368 | 213.063 | 99.678 | 133.701 | 40338.877 | 4873.668 | 296836230.483 | 574227747.821
UK-15 | Cottam | United Kingdom | EU | Hard coal | EDF | 53.3033 | -0.7818 | 1969 |  |  | 2025 | Open | operational | 4 | 0 | 2182.6087 | 0 | 8068565 | 10029024 | 10240663 | 10157213 | 8426332 | 8715015 | 8863488 | 9889284 | 10171477 | 8846877 | 6756444 | 1565134 | 2907114 | 7277 | 6264 | 6680 | 695 | 695 | 4632 | 733.37 | 18689 | 19063 | 20555 | 1806 | 1806 | 12735 | 2315.45 | 382 | 367 | 1105 | 80 | 80 | 719 | 92.57 | GB 202 | UK0120 | 211667 | 127.774 | 62.091 | 73.493 | 25995.722 | 3011.221 | 180120281.11 | 346495046.835
UK-16 | Fiddler’s Ferry | United Kingdom | EU | Hard coal | SSE | 53.3671 | -2.6838 | 1971 |  |  | 2025 | Open | operational | 4 | 0 | 2131.5217 | 0 | 8492925 | 8404878 | 5635923 | 2594740 | 5234642 | 6425094 | 8201431 | 9143668 | 8454606 | 6856847 | 5556750 | 1964028 | 1947931 | 9139 | 10406 | 11745 | 12116 |  | 6239 | 1911.99 | 10939 | 14147 | 16124 | 13218 |  | 8202 | 2904.75 | 404 | 554 | 539 | 480 |  | 350 | 115.34 | GB 562 | UK0309; UK0310 | 13152 | 114.747 | 59.209 | 56.194 | 29047.134 | 2911.988 | 164935446.898 | 314349546.687
UK-22 | Didcot A | United Kingdom | EU | Hard coal | RWE | 51.6223 | -1.2608 | 1970 | 2013 |  | no | Retired or fuel switch | retired | 0 | 0 | 0 | 0 | 6342700 | 7184281 | 5231425 | 5182660 | 2435748 | 1795512 | 2181952 | 6838317 | 1737804 |  |  |  | 0 | 8028 | 11263 | 35590 | 8543 |  |  |  | 3782 | 4340 | 12100 | 3034 |  |  |  | 475 | 595 | 1517 | 303 |  |  |  | GB 153 | UK0275
UK-28 | Eggborough | United Kingdom | EU | Hard coal | EPH | 53.7137 | -1.1253 | 1967 | 2018 | 2018-02-02 | no | Open | standby | 4 | 0 | 2130.4348 | 0 | 7215160 | 7649883 | 7819665 | 8114954 | 5493019 | 4581301 | 5094741 | 10222778 | 11495905 | 7799832 | 4748504 | 2098992 | 1014334 | 5775 | 7921 | 15710 | 20441 | 20441 | 7157 | 3267.65 | 7076 | 7789 | 14931 | 17829 | 17829 | 6714 | 2894.59 | 315 | 423 | 747 | 1001 | 1001 | 428 | 177 | GB 169 | UK0134 | 31723 | 116.317 | 61.644 | 52.31 | 31526.799 | 3034.513 | 168683236.715 | 320149771.473
UK-36 | Ferrybridge | United Kingdom | EU | Hard coal | SSE | 53.7167 | -1.2817 | 1966 | 2016 | 2015-05-20 | no | Retired or fuel switch | retired | 0 | 0 | 0 | 0 | 8413055 | 8865656 | 8287912 | 3728402 | 4052365 | 4830312 | 7123621 | 9010659 | 8311632 | 3053338 | 2328454 | 742098 | 0 | 7317 | 12684 | 16040 | 19940 | 19940 | 2728 | 579.03 | 8808 | 13462 | 15877 | 9554 | 9554 | 3637 | 1201.49 | 213 | 708 | 811 | 1064 | 1064 | 187 | 35.18 | GB 564 | UK0308; UK0307 | 13151 | 50.779 | 26.182 | 24.918 | 12735.298 | 1285.278 | 72969411.871 | 139090229.035
UK-50 | Uskmouth | United Kingdom | EU | Hard coal | SIMEC | 51.5481 | -2.9748 | 1962 |  |  | 2025 | Open | operational | 2 | 0 | 242 | 0 | 993930 | 866926 | 650452 | 1261290 | 730966 | 364196 | 432476 | 1102448 | 1321477 | 303643 | 260169 | 462434 | 75503 | 437 | 452 | 1329 | 2677 | 478 | 384 | 511.9 | 753 | 818 | 2015 | 3455 | 566 | 464 | 721.7 | 27 | 24 | 49 | 85 | 15 | 4 | 12.1 | GB 523 | UK0312 | 13542 | 6.666 | 3.459 | 3.213 | 1760.692 | 171.372 | 9600176.111 | 18280196.233
UK-57 | Ratcliffe | United Kingdom | EU | Hard coal | Uniper | 52.8615 | -1.2499 | 1968 |  |  | 2025 | Open | operational | 4 | 0 | 2173.913 | 0 | 8638887 | 7812287 | 9028906 | 9901175 | 7608926 | 8363125 | 7833954 | 9998425 | 11007539 | 9222895 | 4774148 | 2672083 | 2448594 | 8880 | 8430 | 13410 |  |  | 3910 | 2160 | 14770 | 13718 | 16475 | 15 | 15 | 7051 | 4070 | 119 | 130 | 81 |  |  | 76 | 72 | GB 154 | UK0116 | 12992 | 81.636 | 40.933 | 43.408 | 19478.402 | 2019.662 | 116254028.948 | 222544835.932
UK-59 | West Burton | United Kingdom | EU | Hard coal | EDF | 53.3607 | -0.8115 | 1967 |  |  | 2025 | Open | operational | 4 | 0 | 2186.9565 | 0 | 8419658 | 8900616 | 9324306 | 9650932 | 7165862 | 5095438 | 6075254 | 10780107 | 10887300 | 9208141 | 7724207 | 1165058 | 1766100 | 6303 | 6426 | 8193 | 8301 | 8301 | 8555 | 2130 | 8565 | 9915 | 18012 | 18262 | 18262 | 14192 | 1950 | 150 | 172 | 315 | 241 | 241 | 191 | 18.46 | GB 145 | UK0131; UK0130; UK0123; UK0121; UK0122 | 212026 | 171.71 | 86.744 | 89.448 | 41794.938 | 4280.912 | 245118822.754 | 468690099.578
UK-60 | Kingsnorth | United Kingdom | EU | Hard coal | Uniper | 51.4185 | 0.6038 | 1970 | 2012 |  | no | Retired or fuel switch | retired | 0 | 0 | 0 | 0 | 7766631 | 8915967 | 8912578 | 6405429 | 3260035 | 3051599 | 3383719 | 6462265 |  |  |  |  | 0 | 7858 | 9400 | 24800 |  |  |  |  | 4438 | 4975 | 9500 |  |  |  |  | 370 | 377 | 777 |  |  |  |  | GB 165 | UK0114; UK0112; UK0113
UK-64 | Rugeley | United Kingdom | EU | Hard coal | Engie | 52.7569 | -1.9214 | 1972 | 2016 | 2016-05-21 | no | Retired or fuel switch | retired | 0 | 0 | 0 | 0 | 4211713 | 4063802 | 4893162 | 2732517 | 4955403 | 3673268 | 4007947 | 5017141 | 6368144 | 4644427 | 3854947 | 1184682 | 0 |  | 3092 | 2184 | 4976 | 17928 | 4374 | 709.78 |  | 8046 | 10897 | 24806 | 25298 | 13474 | 2532.6 |  | 150 | 160 | 466 | 4 | 268 | 41.52 | GB 137 | UK0289; UK0197 | 239654 | 62.628 | 30.004 | 37.285 | 12756.534 | 1468.321 | 87898484.229 | 169439142.73
UK-66 | Drax | United Kingdom | EU | Hard coal | Drax Power plc | 53.7367 | -0.9965 | 1984 |  |  | 2025 | Open | operational | 3 | 0 | 2103.2609 | 0 | 20771624 | 22764847 | 22160413 | 22299778 | 19851702 | 22392487 | 21465607 | 22694684 | 20319513 | 16595193 | 13192780 | 6261692 | 6215220 | 27333 | 32089 | 35138 | 31668 | 24177 | 18465 | 8252.8 | 40407 | 38885 | 39155 | 39185 | 35707 | 31443 | 14670.7 | 641 | 603 | 775 | 826 | 949 | 909 | 1026 | GB 381 | UK0091 | 13777 | 379.846 | 191.66 | 198.452 | 90748.771 | 9422.671 | 542007490.404 | 1036591310.321
UK-75 | Ironbridge | United Kingdom | EU | Hard coal | Uniper | 52.63 | -2.5129 | 1970 | 2011 |  | no | Retired or fuel switch | retired | 0 | 0 | 0 | 0 | 3074443 | 3287290 | 3162435 | 1841225 | 922320 | 1321526 | 924081 | 145889 | 77624 | 36585 | 46385 |  | 0 | 3960 | 3134 | 607 | 108 | 108 | 47 |  | 2222 | 1686 | 347 | 759 | 759 | 1547 |  | 271 | 165 | 39 | 48 | 48 | 36 |  | GB 132 | UK0107 |  | 9.746 | 4.149 | 7.286 | 1208.704 | 199.263 | 13200149.389 | 25888313.483
UK-76 | Tilbury | United Kingdom | EU | Hard coal | RWE | 51.4553 | 0.3902 | 1970 | 2011 |  | no | Retired or fuel switch | no longer coal | 0 | 0 | 0 | 0 | 5151328 | 4902321 | 4721907 | 4254765 | 2193546 | 2772386 | 631390 | 61 | 190 | 271 |  |  | 0 | 6674 | 1554 | 251 | 303 |  |  |  | 5420 | 1247 | 1636 | 2686 |  |  |  | 360 | 105 | 144 | 161 |  |  |  | GB 133 | UK0282; UK0281
UK-85 | Kilroot | United Kingdom | EU | Hard coal | AES | 54.7258 | -5.7661 | 1981 |  |  | no | Open | operational | 2 | 0 | 565.2174 | 0 | 2302985 | 2640321 | 1842890 | 2191058 | 1413994 | 1912748 | 1533990 | 2347813 | 2579944 | 2148918 | 2079830 | 2121237 | 1463798 | 1948 | 1927 | 2719 | 2774 | 2234 | 2189 | 2166.28 | 2671 | 2066 | 3358 | 3649 | 2677 | 2769 | 2348.38 | 4 | 5 | 17 | 5 | 29 | 29 | 41.71 | GB 578 | UK0005; UK0006; UK0007 | 14388 | 38.776 | 20.044 | 18.901 | 10120.803 | 992.393 | 55772553.62 | 106261360.502
UK-87 | Longannet | United Kingdom | EU | Hard coal | Iberdrola | 56.05 | -3.6812 | 1970 | 2016 |  | no | Retired or fuel switch | retired | 0 | 0 | 0 | 0 | 8417779 | 10126655 | 6685274 | 5870515 | 7301034 | 9124587 | 8500896 | 9116373 | 9513900 | 9193891 | 7457176 | 1640190 | 0 | 44794 | 37189 | 34428 | 25443 | 25443 | 11931 | 3275.82 | 15039 | 16069 | 16441 | 17683 | 17683 | 14526 | 3599.8 | 718 | 718 | 582 | 598 | 598 | 304 | 73.38 | GB 593 | UK0213 | 14511 | 209.404 | 108.632 | 100.945 | 54778.141 | 5369.521 | 301539830.048 | 574201432.222
UK-91 | Cockenzie | United Kingdom | EU | Hard coal | Iberdrola | 55.9684 | -2.969 | 1970 | 2013 |  | no | Retired or fuel switch | retired | 0 | 0 | 0 | 0 | 2714442 | 4910894 | 5327062 | 4381868 | 2950114 | 3945259 | 1070514 | 2081961 | 383294 |  |  |  | 0 | 13065 | 3149 | 6524 | 1335 |  |  |  | 10616 | 2426 | 4126 | 790 |  |  |  | 557 | 191 | 364 | 64 |  |  |  | GB 594 | UK0023; UK0024

## Unit
Unit Data
EBC unit ID | EBC plant ID | Unit name | Plant name | Country | Region | Fuel type | Owner | Commissioning year | (Announced) Retirement year | Date of retirement announcement | Retirement announced? | Covered by country phase-out? [if yes: phase-out year] | Unit type | Unit status (gross) | Unit status (detailled) | Capacity
. | [15 empty] | MW_el_gross
European Coal Plant Database (status: 17 Sep 2018)
AT-7-1 | AT-7 | St Andrae 1 | St Andrae | Austria | EU | lignite | Verbund | 1996 | 2011 |  | no | no | conventional | retired or fuel switch | retired | 67.5
AT-7-2 | AT-7 | St Andrae 2 | St Andrae | Austria | EU | lignite | Verbund | 1996 | 2011 |  | no | no | conventional | retired or fuel switch | retired | 124
AT-8-1 | AT-8 | Riedersbach 1 | Riedersbach | Austria | EU | hard coal | Energie AG | 1969 | 2010 |  | no | no | conventional | retired or fuel switch | retired | 55
AT-8-2 | AT-8 | Riedersbach 2 | Riedersbach | Austria | EU | hard coal | Energie AG | 1986 | 2016 |  | no | no | CHP | retired or fuel switch | retired | 165
AT-9-1 | AT-9 | Timelkam-4 | Timelkam | Austria | EU | hard coal | Verbund | 1962 | 2008 |  | no | no | conventional | retired or fuel switch | retired | 66
AT-10-3 | AT-10 | Voitsberg 3 | Voitsberg | Austria | EU | lignite | Verbund | 1983 | 2006 |  | no | no | CHP | retired or fuel switch | retired | 330
AT-11-1 | AT-11 | Mellach 1 | Mellach | Austria | EU | hard coal | Verbund | 1986 | 2020 | 2017-10-17 | yes | no | CHP | open | operational | 246
AT-12-1 | AT-12 | Duernrohr 1 | Duernrohr | Austria | EU | hard coal | Verbund | 1985 | 2015 |  | no | no | conventional | retired or fuel switch | retired | 450
AT-12-2 | AT-12 | Duernrohr 2 | Duernrohr | Austria | EU | hard coal | EVN | 1987 | 2025 |  | yes | no | CHP | open | operational | 352
BA-1-1 | BA-1 | Gacko | Gacko | Bosnia & Herzegovina | Western Balkans | lignite | Elektroprivreda Republike Srpske (MH ERS) | 1983 |  |  | no | no | conventional | open | operational | 300
BA-2-1 | BA-2 | Kakanj G5 | Kakanj | Bosnia & Herzegovina | Western Balkans | lignite | EPBiH | 1969 |  |  | no | no | CHP | open | operational | 110
BA-2-2 | BA-2 | Kakanj G6 | Kakanj | Bosnia & Herzegovina | Western Balkans | lignite | EPBiH | 1977 |  |  | no | no | CHP | open | operational | 110
BA-2-3 | BA-2 | Kakanj G7 | Kakanj | Bosnia & Herzegovina | Western Balkans | lignite | EPBiH | 1988 |  |  | no | no | CHP | open | operational | 230
BA-3-1 | BA-3 | Stanari | Stanari | Bosnia & Herzegovina | Western Balkans | lignite | EFT | 2016 |  |  | no | no | conventional | open | operational | 300
BA-4-1 | BA-4 | Tuzla G3 | Tuzla | Bosnia & Herzegovina | Western Balkans | lignite | EPBiH | 1966 |  |  | no | no | CHP | open | operational | 100
BA-4-2 | BA-4 | Tuzla G4 | Tuzla | Bosnia & Herzegovina | Western Balkans | lignite | EPBiH | 1971 |  |  | no | no | CHP | open | operational | 200
BA-4-3 | BA-4 | Tuzla G5 | Tuzla | Bosnia & Herzegovina | Western Balkans | lignite | EPBiH | 1974 |  |  | no | no | CHP | open | operational | 200
BA-4-4 | BA-4 | Tuzla G6 | Tuzla | Bosnia & Herzegovina | Western Balkans | lignite | EPBiH | 1978 |  |  | no | no | CHP | open | operational | 223
BA-5-1 | BA-5 | Ugljevik | Ugljevik | Bosnia & Herzegovina | Western Balkans | lignite | Elektroprivreda Republike Srpske (MH ERS) | 1985 |  |  | no | no | conventional | open | operational | 300
BE-10-2 | BE-10 | Awirs 4 | Awirs | Belgium | EU | hard coal | Engie | 1967 | 2006 |  | no | no | conventional | retired or fuel switch | no longer coal | 125
BE-12-1 | BE-12 | Genk-Langerlo 1 | Genk-Langerlo | Belgium | EU | hard coal | Uniper | 1975 | 2016 |  | no | no | conventional | retired or fuel switch | retired | 280
BE-12-2 | BE-12 | Genk-Langerlo 2 | Genk-Langerlo | Belgium | EU | hard coal | Uniper | 1975 | 2016 |  | no | no | conventional | retired or fuel switch | retired | 280
BE-19-3 | BE-19 | Ruien 3 | Ruien | Belgium | EU | hard coal | Engie | 1967 | 2013 |  | no | no | conventional | retired or fuel switch | retired | 130
BE-19-4 | BE-19 | Ruien 4 | Ruien | Belgium | EU | hard coal | Engie | 1966 | 2013 |  | no | no | conventional | retired or fuel switch | retired | 130
BE-19-5 | BE-19 | Ruien 5 | Ruien | Belgium | EU | hard coal | Engie | 1973 | 2013 |  | no | no | conventional | retired or fuel switch | retired | 290
BE-22-1 | BE-22 | Mol 11 | Mol | Belgium | EU | hard coal | Engie | 1963 | 2010 |  | no | no | conventional | retired or fuel switch | retired | 124
BE-22-2 | BE-22 | Mol 12 | Mol | Belgium | EU | hard coal | Engie | 1967 | 2010 |  | no | no | conventional | retired or fuel switch | retired | 131
BE-23-1 | BE-23 | Monceau-Sur-Sambre 1 | Monceau-Sur-Sambre | Belgium | EU | hard coal | Engie | 1949 | 2006 |  | no | no | conventional | retired or fuel switch | retired | 50
BE-23-2 | BE-23 | Monceau-Sur-Sambre 2 | Monceau-Sur-Sambre | Belgium | EU | hard coal | Engie | 1949 | 2006 |  | no | no | conventional | retired or fuel switch | retired | 50
BE-23-3 | BE-23 | Monceau-Sur-Sambre 10 | Monceau-Sur-Sambre | Belgium | EU | hard coal | Engie | 1964 | 2006 |  | no | no | conventional | retired or fuel switch | retired | 116.2
BE-27-1 | BE-27 | Amercoeur 1A | Amercoeur | Belgium | EU | hard coal | Engie | 1968 | 2009 |  | no | no | conventional | retired or fuel switch | retired | 125
BE-27-2 | BE-27 | Amercoeur 2 | Amercoeur | Belgium | EU | hard coal | Engie | 1968 | 2009 |  | no | no | conventional | retired or fuel switch | retired | 127
BG-2-1 | BG-2 | Deven 1 | Deven | Bulgaria | EU | hard coal | Solvay | 2009 |  |  | no | no | conventional | open | operational | 121
BG-2-2 | BG-2 | Deven 2 | Deven | Bulgaria | EU | hard coal | Solvay | 2017 |  |  | no | no | conventional | open | operational | 53
BG-3-3 | BG-3 | Maritsa 3 | Maritsa 3 | Bulgaria | EU | lignite | Topgrup EOOD / Draft EOOD | 1971 |  |  | no | no | conventional | open | operational | 120
BG-4-1 | BG-4 | Bobov Dol 1 | Bobov Dol | Bulgaria | EU | lignite | Consortium Energia MK | 1973 |  |  | no | no | conventional | open | standby | 210
BG-4-2 | BG-4 | Bobov Dol 2 | Bobov Dol | Bulgaria | EU | lignite | Consortium Energia MK | 1974 |  |  | no | no | conventional | open | operational | 210
BG-4-3 | BG-4 | Bobov Dol 3 | Bobov Dol | Bulgaria | EU | lignite | Consortium Energia MK | 1975 |  |  | no | no | conventional | open | operational | 210
BG-5-1 | BG-5 | Varna 1 | Varna | Bulgaria | EU | hard coal | Sigda OOD | 1968 | 2015 |  | no | no | conventional | retired or fuel switch | retired | 210
BG-5-2 | BG-5 | Varna 2 | Varna | Bulgaria | EU | hard coal | Sigda OOD | 1968 | 2015 |  | no | no | conventional | retired or fuel switch | retired | 210
BG-5-3 | BG-5 | Varna 3 | Varna | Bulgaria | EU | hard coal | Sigda OOD | 1969 | 2015 |  | no | no | conventional | retired or fuel switch | retired | 210
BG-5-4 | BG-5 | Varna 4 | Varna | Bulgaria | EU | hard coal | Sigda OOD | 1978 | 2013 |  | no | no | conventional | retired or fuel switch | retired | 210
BG-5-5 | BG-5 | Varna 5 | Varna | Bulgaria | EU | hard coal | Sigda OOD | 1978 | 2014 |  | no | no | conventional | retired or fuel switch | retired | 210
BG-5-6 | BG-5 | Varna 6 | Varna | Bulgaria | EU | hard coal | Sigda OOD | 1978 | 2015 |  | no | no | conventional | retired or fuel switch | no longer coal | 210
BG-6-1 | BG-6 | AES Galabovo 1 | AES Galabovo | Bulgaria | EU | lignite | AES | 2011 |  |  | no | no | conventional | open | operational | 335
BG-6-2 | BG-6 | AES Galabovo 2 | AES Galabovo | Bulgaria | EU | lignite | AES | 2011 |  |  | no | no | conventional | open | operational | 335
BG-8-1 | BG-8 | Maritsa East 2-1 | Maritsa East 2 | Bulgaria | EU | lignite | Bulgarian Energy Holding (BEH) | 1966 |  |  | no | no | conventional | open | operational | 177
BG-8-2 | BG-8 | Maritsa East 2-2 | Maritsa East 2 | Bulgaria | EU | lignite | Bulgarian Energy Holding (BEH) | 1967 |  |  | no | no | conventional | open | operational | 165
BG-8-3 | BG-8 | Maritsa East 2-3 | Maritsa East 2 | Bulgaria | EU | lignite | Bulgarian Energy Holding (BEH) | 1967 |  |  | no | no | conventional | open | operational | 177
BG-8-4 | BG-8 | Maritsa East 2-4 | Maritsa East 2 | Bulgaria | EU | lignite | Bulgarian Energy Holding (BEH) | 1968 |  |  | no | no | conventional | open | operational | 177
BG-8-5 | BG-8 | Maritsa East 2-5 | Maritsa East 2 | Bulgaria | EU | lignite | Bulgarian Energy Holding (BEH) | 1985 |  |  | no | no | conventional | open | operational | 210
BG-8-6 | BG-8 | Maritsa East 2-6 | Maritsa East 2 | Bulgaria | EU | lignite | Bulgarian Energy Holding (BEH) | 1985 |  |  | no | no | conventional | open | operational | 232
BG-8-7 | BG-8 | Maritsa East 2-7 | Maritsa East 2 | Bulgaria | EU | lignite | Bulgarian Energy Holding (BEH) | 1990 |  |  | no | no | conventional | open | operational | 232
BG-8-8 | BG-8 | Maritsa East 2-8 | Maritsa East 2 | Bulgaria | EU | lignite | Bulgarian Energy Holding (BEH) | 1995 |  |  | no | no | conventional | open | operational | 232
BG-9-1 | BG-9 | ContourGlobal Maritsa East 3-1 | ContourGlobal Maritsa East 3 | Bulgaria | EU | lignite | ContourGlobal | 1978 |  |  | no | no | conventional | open | operational | 227
BG-9-2 | BG-9 | ContourGlobal Maritsa East 3-2 | ContourGlobal Maritsa East 3 | Bulgaria | EU | lignite | ContourGlobal | 1979 |  |  | no | no | conventional | open | operational | 227
BG-9-3 | BG-9 | ContourGlobal Maritsa East 3-3 | ContourGlobal Maritsa East 3 | Bulgaria | EU | lignite | ContourGlobal | 1980 |  |  | no | no | conventional | open | operational | 227
BG-9-4 | BG-9 | ContourGlobal Maritsa East 3-4 | ContourGlobal Maritsa East 3 | Bulgaria | EU | lignite | ContourGlobal | 1981 |  |  | no | no | conventional | open | operational | 227
BG-10-1 | BG-10 | Republika (Pernik) 1 | Republika (Pernik) | Bulgaria | EU | lignite | Bingham Management | 1951 | 2009 |  | no | no | CHP | retired or fuel switch | retired | 25
BG-10-2 | BG-10 | Republika (Pernik) 2 | Republika (Pernik) | Bulgaria | EU | lignite | Bingham Management | 1956 | 2009 |  | no | no | CHP | retired or fuel switch | retired | 25
BG-10-4 | BG-10 | Republika (Pernik) 4 | Republika (Pernik) | Bulgaria | EU | lignite | Bingham Management | 1963 |  |  | no | no | CHP | open | operational | 25
BG-10-5 | BG-10 | Republika (Pernik) 5 | Republika (Pernik) | Bulgaria | EU | lignite | Bingham Management | 1951 |  |  | no | no | CHP | open | operational | 105
BG-11-1 | BG-11 | Ruse Iztok 1 | Ruse Iztok | Bulgaria | EU | hard coal | Toplofikacia Ruse AD | 1964 |  |  | no | no | CHP | open | deactivated | 30
BG-11-2 | BG-11 | Ruse Iztok 2 | Ruse Iztok | Bulgaria | EU | hard coal | Toplofikacia Ruse AD | 1964 |  |  | no | no | CHP | open | deactivated | 30
BG-11-3 | BG-11 | Ruse Iztok 3 (steam generator 4) | Ruse Iztok | Bulgaria | EU | hard coal | Toplofikacia Ruse AD | 1966 |  |  | no | no | conventional | open | deactivated | 110
BG-11-4 | BG-11 | Ruse Iztok 4 (steam generator 5) | Ruse Iztok | Bulgaria | EU | hard coal | Toplofikacia Ruse AD | 1971 |  |  | no | no | conventional | open | operational | 110
BG-11-5 | BG-11 | Ruse Iztok 5 (steam generator 7) | Ruse Iztok | Bulgaria | EU | hard coal | Toplofikacia Ruse AD | 1985 |  |  | no | no | CHP | open | operational | 60
BG-11-6 | BG-11 | Ruse Iztok 6 (steam generator 8) | Ruse Iztok | Bulgaria | EU | hard coal | Toplofikacia Ruse AD | 1985 |  |  | no | no | CHP | open | operational | 60
BG-14-1 | BG-14 | Brikel 1 | Brikel | Bulgaria | EU | lignite | Bakkar | 1964 |  |  | no | no | conventional | open | operational | 60
BG-14-2 | BG-14 | Brikel 2 | Brikel | Bulgaria | EU | lignite | Bakkar | 1964 |  |  | no | no | conventional | open | operational | 60
BG-14-3 | BG-14 | Brikel 3 | Brikel | Bulgaria | EU | lignite | Bakkar | 1964 |  |  | no | no | conventional | open | operational | 60
BG-14-4 | BG-14 | Brikel 4 | Brikel | Bulgaria | EU | lignite | Bakkar | 1964 |  |  | no | no | conventional | open | standby | 60
BG-14-5 | BG-14 | Brikel 5 | Brikel | Bulgaria | EU | lignite | Bakkar | 1964 |  |  | no | no | conventional | open | deactivated | 60
BG-14-6 | BG-14 | Brikel 6 | Brikel | Bulgaria | EU | lignite | Bakkar | 1964 |  |  | no | no | conventional | open | deactivated | 60
BG-17-1 | BG-17 | Sliven-1 | Sliven | Bulgaria | EU | lignite | Toplofikacia Sliven EAD | 1969 |  |  | no | no | CHP | open | operational | 30
BG-17-2 | BG-17 | Sliven-2 | Sliven | Bulgaria | EU | hard coal | Toplofikacia Sliven EAD | 1969 |  |  | no | no | CHP | open | deactivated | 15
CZ-2-2 | CZ-2 | Ledvice II 2 | Ledvice | Czech Republic | EU | lignite | CEZ | 1969 |  |  | no | no | CHP | open | standby | 110
CZ-2-3 | CZ-2 | Ledvice II 3 | Ledvice | Czech Republic | EU | lignite | CEZ | 1969 |  |  | no | no | CHP | open | standby | 110
CZ-2-4 | CZ-2 | Ledvice III 1 | Ledvice | Czech Republic | EU | lignite | CEZ | 1969 |  |  | no | no | CHP | open | operational | 110
CZ-2-5 | CZ-2 | Ledvice III NZ 660 MWe | Ledvice | Czech Republic | EU | lignite | CEZ | 2019 |  |  | no | no | CHP | Construction | test phase | 660
CZ-6-1 | CZ-6 | Chvaletice 1 | Chvaletice | Czech Republic | EU | lignite | Severní Energetická a.s. | 1979 |  |  | no | no | CHP | open | operational | 205
CZ-6-2 | CZ-6 | Chvaletice 2 | Chvaletice | Czech Republic | EU | lignite | Severní Energetická a.s. | 1979 |  |  | no | no | CHP | open | operational | 205
CZ-6-3 | CZ-6 | Chvaletice 3 | Chvaletice | Czech Republic | EU | lignite | Severní Energetická a.s. | 1979 |  |  | no | no | CHP | open | retrofitting | 205
CZ-6-4 | CZ-6 | Chvaletice 4 | Chvaletice | Czech Republic | EU | lignite | Severní Energetická a.s. | 1979 |  |  | no | no | CHP | open | retrofitting | 205
CZ-7-1 | CZ-7 | Detmarovice 1 | Detmarovice | Czech Republic | EU | hard coal | CEZ | 1976 |  |  | no | no | CHP | open | operational | 200
CZ-7-2 | CZ-7 | Detmarovice 2 | Detmarovice | Czech Republic | EU | hard coal | CEZ | 1976 |  |  | no | no | CHP | open | operational | 200
CZ-7-3 | CZ-7 | Detmarovice 3 | Detmarovice | Czech Republic | EU | hard coal | CEZ | 1976 |  |  | no | no | CHP | open | operational | 200
CZ-7-4 | CZ-7 | Detmarovice 4 | Detmarovice | Czech Republic | EU | hard coal | CEZ | 1976 |  |  | no | no | CHP | open | operational | 200
CZ-8-5 | CZ-8 | Hodonin 1 | Hodonin | Czech Republic | EU | lignite | CEZ | 1957 |  |  | no | no | heat | open | operational | 50
CZ-8-6 | CZ-8 | Hodonin 2 | Hodonin | Czech Republic | EU | lignite | CEZ | 1957 |  |  | no | no | heat | open | operational | 57
CZ-9-1 | CZ-9 | Melnik I 1 | Melnik I | Czech Republic | EU | lignite | CEZ | 1960 |  |  | no | no | heat | open | operational | 60
CZ-9-2 | CZ-9 | Melnik I 2 | Melnik I | Czech Republic | EU | lignite | CEZ | 1960 |  |  | no | no | heat | open | operational | 60
CZ-9-3 | CZ-9 | Melnik I 3 | Melnik I | Czech Republic | EU | lignite | CEZ | 1960 |  |  | no | no | heat | open | operational | 60
CZ-9-4 | CZ-9 | Melnik I 4 | Melnik I | Czech Republic | EU | lignite | CEZ | 1960 |  |  | no | no | heat | open | operational | 60
CZ-10-3 | CZ-10 | Melnik II 1 | Melnik II / III | Czech Republic | EU | lignite | CEZ | 1971 |  |  | no | no | CHP | open | operational | 110
CZ-10-4 | CZ-10 | Melnik II 2 | Melnik II / III | Czech Republic | EU | lignite | CEZ | 1971 |  |  | no | no | CHP | open | operational | 110
CZ-10-5 | CZ-10 | Melnik III | Melnik II / III | Czech Republic | EU | lignite | CEZ | 1981 |  |  | no | no | CHP | open | operational | 500
CZ-12-3 | CZ-12 | Prunerov I 3 | Prunerov | Czech Republic | EU | lignite | CEZ | 1968 |  |  | no | no | CHP | open | operational | 110
CZ-12-4 | CZ-12 | Prunerov I 4 | Prunerov | Czech Republic | EU | lignite | CEZ | 1968 |  |  | no | no | CHP | open | operational | 110
CZ-12-5 | CZ-12 | Prunerov I 5 | Prunerov | Czech Republic | EU | lignite | CEZ | 1968 |  |  | no | no | CHP | open | operational | 110
CZ-12-6 | CZ-12 | Prunerov I 6 | Prunerov | Czech Republic | EU | lignite | CEZ | 1968 |  |  | no | no | CHP | open | operational | 110
CZ-12-7 | CZ-12 | Prunerov II 21 | Prunerov | Czech Republic | EU | lignite | CEZ | 1982 | 2016 |  | no | no | CHP | retired or fuel switch | retired | 210
CZ-12-8 | CZ-12 | Prunerov II 22 | Prunerov | Czech Republic | EU | lignite | CEZ | 1982 | 2016 |  | no | no | CHP | retired or fuel switch | retired | 210
CZ-12-9 | CZ-12 | Prunerov II 23 | Prunerov | Czech Republic | EU | lignite | CEZ | 1982 |  |  | no | no | CHP | open | operational | 250
CZ-12-10 | CZ-12 | Prunerov II 24 | Prunerov | Czech Republic | EU | lignite | CEZ | 1982 |  |  | no | no | CHP | open | operational | 250
CZ-12-11 | CZ-12 | Prunerov II 25 | Prunerov | Czech Republic | EU | lignite | CEZ | 1982 |  |  | no | no | CHP | open | operational | 250
CZ-15-1 | CZ-15 | Tusimice 1 | Tusimice | Czech Republic | EU | lignite | CEZ | 1974 |  |  | no | no | CHP | open | operational | 200
CZ-15-2 | CZ-15 | Tusimice 2 | Tusimice | Czech Republic | EU | lignite | CEZ | 1974 |  |  | no | no | CHP | open | operational | 200
CZ-15-3 | CZ-15 | Tusimice 3 | Tusimice | Czech Republic | EU | lignite | CEZ | 1974 |  |  | no | no | CHP | open | operational | 200
CZ-15-4 | CZ-15 | Tusimice 4 | Tusimice | Czech Republic | EU | lignite | CEZ | 1974 |  |  | no | no | CHP | open | operational | 200
CZ-16-2 | CZ-16 | Teplarna Ceskoslovenske Armady (CSA) | Teplarna Ceskoslovenske Armady (CSA) | Czech Republic | EU | hard coal | Veolia | 1952 |  |  | no | no | CHP | open | operational | 24
CZ-17-1 | CZ-17 | Karvina 1 | Karvina | Czech Republic | EU | hard coal | Veolia | 1970 |  |  | no | no | CHP | open | operational | 55
CZ-18-1 | CZ-18 | Kladno TG9 (unit 3) | Kladno | Czech Republic | EU | lignite | Alpiq Generation | 1976 | 2014 |  | no | no | CHP | retired or fuel switch | retired | 28
CZ-18-2 | CZ-18 | Kladno TG12 (unit 3) | Kladno | Czech Republic | EU | lignite | Alpiq Generation | 1998 | 2014 |  | no | no | CHP | retired or fuel switch | retired | 6.3
CZ-18-3 | CZ-18 | Kladno TG4 (unit 4) | Kladno | Czech Republic | EU | lignite | Alpiq Generation | 2000 |  |  | no | no | CHP | open | operational | 135.3
CZ-18-4 | CZ-18 | Kladno TG5 (unit 5) | Kladno | Czech Republic | EU | lignite | Alpiq Generation | 2000 |  |  | no | no | CHP | open | operational | 135.3
CZ-18-6 | CZ-18 | Kladno TG7 (unit 7) | Kladno | Czech Republic | EU | lignite | Alpiq Generation | 2014 |  |  | no | no | CHP | open | operational | 136
CZ-19-1 | CZ-19 | Kolin K5 | Kolin | Czech Republic | EU | lignite | Veolia | 1964 |  |  | no | no | CHP | open | operational | 4
CZ-19-2 | CZ-19 | Kolin K6 | Kolin | Czech Republic | EU | lignite | Veolia | 1984 |  |  | no | no | CHP | open | operational | 12
CZ-19-3 | CZ-19 | Kolin K7 | Kolin | Czech Republic | EU | lignite | Veolia | 1964 |  |  | no | no | CHP | open | operational | 1
CZ-22-1 | CZ-22 | Sko-Energo TG 90 | Sko-Energo | Czech Republic | EU | lignite | ŠKO-ENERGO s.r.o. | 1999 |  |  | no | no | CHP | open | operational | 35
CZ-22-2 | CZ-22 | Sko-Energo TG 80 | Sko-Energo | Czech Republic | EU | lignite | ŠKO-ENERGO s.r.o. | 1999 |  |  | no | no | CHP | open | operational | 35
CZ-24-1 | CZ-24 | Komorany I 1 | Komorany | Czech Republic | EU | lignite | EPH | 1951 |  |  | no | no | industrial | open | operational | 32
CZ-24-2 | CZ-24 | Komorany I 2 | Komorany | Czech Republic | EU | lignite | EPH | 1951 |  |  | no | no | industrial | open | operational | 32
CZ-24-3 | CZ-24 | Komorany II 7 | Komorany | Czech Republic | EU | lignite | EPH | 1959 |  |  | no | no | industrial | open | operational | 32
CZ-24-4 | CZ-24 | Komorany I 3 | Komorany | Czech Republic | EU | lignite | EPH | 1951 |  |  | no | no | industrial | open | operational | 20
CZ-24-5 | CZ-24 | Komorany III 8 | Komorany | Czech Republic | EU | lignite | EPH | 1964 |  |  | no | no | industrial | open | operational | 32
CZ-24-6 | CZ-24 | Komorany II 4 | Komorany | Czech Republic | EU | lignite | EPH | 1955 |  |  | no | no | industrial | open | operational | 22
CZ-24-7 | CZ-24 | Komorany II 5 | Komorany | Czech Republic | EU | lignite | EPH | 1955 |  |  | no | no | industrial | open | operational | 35
CZ-24-8 | CZ-24 | Komorany II 6 | Komorany | Czech Republic | EU | lignite | EPH | 1958 |  |  | no | no | industrial | open | operational | 34
CZ-26-1 | CZ-26 | Olomouc | Olomouc | Czech Republic | EU | hard coal | Veolia | 1952 |  |  | no | no | CHP | open | operational | 49.6
CZ-29-1 | CZ-29 | Trebovice TG 33 | Trebovice | Czech Republic | EU | hard coal | Veolia | 1964 |  |  | no | no | CHP | open | operational | 33
CZ-29-2 | CZ-29 | Trebovice TG 15 | Trebovice | Czech Republic | EU | hard coal | Veolia | 1998 |  |  | no | no | CHP | open | operational | 72
CZ-29-3 | CZ-29 | Trebovice TG 16 | Trebovice | Czech Republic | EU | hard coal | Veolia | 2004 |  |  | no | no | CHP | open | operational | 72
CZ-30-2 | CZ-30 | Zavod 4 K5 | Zavod 4 | Czech Republic | EU | lignite | TAMEH Czech | 1970 |  |  | no | no | industrial | open | operational | 25
CZ-30-3 | CZ-30 | Zavod 4 K6 | Zavod 4 | Czech Republic | EU | lignite | TAMEH Czech | 1970 |  |  | no | no | industrial | open | operational | 25
CZ-30-4 | CZ-30 | Zavod 4 K7 | Zavod 4 | Czech Republic | EU | lignite | TAMEH Czech | 1970 |  |  | no | no | industrial | open | operational | 25
CZ-30-5 | CZ-30 | Zavod 4 K8 | Zavod 4 | Czech Republic | EU | lignite | TAMEH Czech | 1970 |  |  | no | no | industrial | open | operational | 25
CZ-30-6 | CZ-30 | Zavod 4 K9 | Zavod 4 | Czech Republic | EU | lignite | TAMEH Czech | 1970 |  |  | no | no | industrial | open | operational | 17.5
CZ-30-7 | CZ-30 | Zavod 4 K10 | Zavod 4 | Czech Republic | EU | lignite | TAMEH Czech | 1970 |  |  | no | no | industrial | open | operational | 17.5
CZ-30-8 | CZ-30 | Zavod 4 K11 | Zavod 4 | Czech Republic | EU | lignite | TAMEH Czech | 1970 |  |  | no | no | industrial | open | operational | 19
CZ-31-1 | CZ-31 | Vitkovice 1 | Vitkovice | Czech Republic | EU | hard coal | CEZ | 1970 |  |  | no | no | industrial | open | operational | 16
CZ-31-2 | CZ-31 | Vitkovice 2 | Vitkovice | Czech Republic | EU | hard coal | CEZ | 1970 |  |  | no | no | industrial | open | operational | 16
CZ-31-3 | CZ-31 | Vitkovice 3 | Vitkovice | Czech Republic | EU | hard coal | CEZ | 1970 |  |  | no | no | industrial | open | operational | 22
CZ-31-4 | CZ-31 | Vitkovice EVi | Vitkovice | Czech Republic | EU | hard coal | CEZ | 1970 |  |  | no | no | industrial | open | operational | 25
CZ-32-1 | CZ-32 | Otrokovice K1 | Otrokovice | Czech Republic | EU | lignite | LAMA ENERGY GROUP | 1970 |  |  | no | no | CHP | open | operational | 25
CZ-32-2 | CZ-32 | Otrokovice K2 | Otrokovice | Czech Republic | EU | lignite | LAMA ENERGY GROUP | 1970 |  |  | no | no | CHP | open | operational | 25
CZ-33-1 | CZ-33 | Opatovice 1 | Opatovice | Czech Republic | EU | lignite | EPH | 1960 |  |  | no | no | CHP | open | operational | 60
CZ-33-2 | CZ-33 | Opatovice 2 | Opatovice | Czech Republic | EU | lignite | EPH | 1960 |  |  | no | no | CHP | open | operational | 60
CZ-33-3 | CZ-33 | Opatovice 3 | Opatovice | Czech Republic | EU | lignite | EPH | 1960 |  |  | no | no | heat | open | operational | 60
CZ-33-4 | CZ-33 | Opatovice 4 | Opatovice | Czech Republic | EU | lignite | EPH | 1960 |  |  | no | no | CHP | open | operational | 60
CZ-33-5 | CZ-33 | Opatovice 5 | Opatovice | Czech Republic | EU | lignite | EPH | 1960 |  |  | no | no | heat | open | operational | 60
CZ-33-6 | CZ-33 | Opatovice 6 | Opatovice | Czech Republic | EU | lignite | EPH | 1960 |  |  | no | no | heat | open | operational | 60
CZ-36-2 | CZ-36 | Plana | Plana | Czech Republic | EU | lignite | C-Energy Bohemia spol. s r.o. | 1961 |  |  | no | no | CHP | open | operational | 46
CZ-37-1 | CZ-37 | Plzen 1 | Plzen | Czech Republic | EU | lignite | Plzeňská teplárenská a.s. | 1982 |  |  | no | no | CHP | open | operational | 70
CZ-37-2 | CZ-37 | Plzen 2 | Plzen | Czech Republic | EU | lignite | Plzeňská teplárenská a.s. | 1998 |  |  | no | no | CHP | open | operational | 67
CZ-38-2 | CZ-38 | Pocerady I 2 | Pocerady | Czech Republic | EU | lignite | CEZ | 1971 |  |  | no | no | conventional | open | operational | 200
CZ-38-3 | CZ-38 | Pocerady I 3 | Pocerady | Czech Republic | EU | lignite | CEZ | 1972 |  |  | no | no | conventional | open | operational | 200
CZ-38-4 | CZ-38 | Pocerady I 4 | Pocerady | Czech Republic | EU | lignite | CEZ | 1972 |  |  | no | no | conventional | open | operational | 200
CZ-38-5 | CZ-38 | Pocerady II 1 | Pocerady | Czech Republic | EU | lignite | CEZ | 1977 |  |  | no | no | conventional | open | operational | 200
CZ-38-6 | CZ-38 | Pocerady II 2 | Pocerady | Czech Republic | EU | lignite | CEZ | 1977 |  |  | no | no | conventional | open | operational | 200
CZ-40-1 | CZ-40 | Chomutov K4 | Chomutov | Czech Republic | EU | lignite | Actherm | 1979 |  |  | no | no | CHP | open | operational | 6
CZ-40-2 | CZ-40 | Chomutov K3 | Chomutov | Czech Republic | EU | lignite | Actherm | 1966 |  |  | no | no | CHP | open | operational | 20
CZ-41-3 | CZ-41 | Malesice III | Malesice | Czech Republic | EU | hard coal | Pražská teplárenská a.s. | 1969 |  |  | no | no | CHP | open | operational | 55
CZ-41-4 | CZ-41 | Malesice II | Malesice | Czech Republic | EU | hard coal | Pražská teplárenská a.s. | 1969 |  |  | no | no | CHP | open | operational | 110
CZ-42-1 | CZ-42 | Prerov K4-5 | Prerov | Czech Republic | EU | hard coal | Veolia | 1976 |  |  | no | no | CHP | open | operational | 20
CZ-42-2 | CZ-42 | Prerov K1-3 | Prerov | Czech Republic | EU | hard coal | Veolia | 1966 |  |  | no | no | CHP | open | operational | 41
CZ-43-1 | CZ-43 | Pribram 1 | Pribram | Czech Republic | EU | lignite | Pribramská teplárenská a.s. | 1995 |  |  | no | no | CHP | open | operational | 4
CZ-43-2 | CZ-43 | Pribram 2 | Pribram | Czech Republic | EU | lignite | Pribramská teplárenská a.s. | 1996 |  |  | no | no | CHP | open | operational | 37.6
CZ-44-2 | CZ-44 | Tisova I 2 | Tisova | Czech Republic | EU | lignite | CEZ | 1958 |  |  | no | no | CHP | open | operational | 57
CZ-44-3 | CZ-44 | Tisova I 3 | Tisova | Czech Republic | EU | lignite | CEZ | 1958 |  |  | no | no | heat | open | operational | 57
CZ-44-4 | CZ-44 | Tisova I 4 | Tisova | Czech Republic | EU | lignite | CEZ | 1958 |  |  | no | no | heat | open | operational | 57
CZ-44-5 | CZ-44 | Tisova I 5 | Tisova | Czech Republic | EU | lignite | CEZ | 1959 |  |  | no | no | heat | open | operational | 12.8
CZ-44-8 | CZ-44 | Tisova II 3 | Tisova | Czech Republic | EU | lignite | CEZ | 1962 |  |  | no | no | conventional | open | operational | 105
CZ-53-1 | CZ-53 | Porici II 1 | Porici II | Czech Republic | EU | lignite | CEZ | 1996 |  |  | no | no | heat | open | operational | 55
CZ-53-2 | CZ-53 | Porici II 2 | Porici II | Czech Republic | EU | lignite | CEZ | 1957 |  |  | no | no | CHP | open | standby | 55
CZ-53-3 | CZ-53 | Porici II 3 | Porici II | Czech Republic | EU | lignite | CEZ | 1998 |  |  | no | no | heat | open | operational | 55
CZ-59-1 | CZ-59 | Zlin TG1 | Zlin | Czech Republic | EU | lignite | Alpiq Generation | 1938 | 2011 |  | no | no | CHP | retired or fuel switch | retired | 5.25
CZ-59-2 | CZ-59 | Zlin TG2 | Zlin | Czech Republic | EU | lignite | Alpiq Generation | 1996 |  |  | no | no | CHP | open | standby | 6
CZ-59-3 | CZ-59 | Zlin TG31 | Zlin | Czech Republic | EU | lignite | Alpiq Generation | 2001 |  |  | no | no | CHP | open | operational | 25
CZ-59-4 | CZ-59 | Zlin TG32 | Zlin | Czech Republic | EU | lignite | Alpiq Generation | 2001 |  |  | no | no | CHP | open | operational | 30
CZ-61-1 | CZ-61 | Plzenska energetika ELU III K1 | Plzenska energetika ELU III | Czech Republic | EU | lignite | EPH | 1960 |  |  | no | no | CHP | open | operational | 31.5
CZ-61-2 | CZ-61 | Plzenska energetika ELU III K3 | Plzenska energetika ELU III | Czech Republic | EU | lignite | EPH | 1984 |  |  | no | no | CHP | open | operational | 32.5
CZ-61-3 | CZ-61 | Plzenska energetika ELU III K4 | Plzenska energetika ELU III | Czech Republic | EU | lignite | EPH | 1997 |  |  | no | no | CHP | open | operational | 26
CZ-65-1 | CZ-65 | Koprivnice TG3 | Koprivnice | Czech Republic | EU | hard coal | Komterm | 1970 |  |  | no | no | CHP | open | operational | 9.3
CZ-65-2 | CZ-65 | Koprivnice TG4 | Koprivnice | Czech Republic | EU | hard coal | Komterm | 1970 |  |  | no | no | CHP | open | operational | 9.3
CZ-67-1 | CZ-67 | Marianske Hory | Marianske Hory | Czech Republic | EU | hard coal | Veolia | 1970 | 2008 |  | no | no | CHP | retired or fuel switch | retired | 30
CZ-76-1 | CZ-76 | Trmice 1 | Trmice | Czech Republic | EU | lignite | CEZ | 1974 |  |  | no | no | heat | open | operational | 1
CZ-76-2 | CZ-76 | Trmice 2 | Trmice | Czech Republic | EU | lignite | CEZ | 1974 |  |  | no | no | heat | open | operational | 16
CZ-76-3 | CZ-76 | Trmice 3 | Trmice | Czech Republic | EU | lignite | CEZ | 1974 |  |  | no | no | heat | open | operational | 20
CZ-76-4 | CZ-76 | Trmice 4 | Trmice | Czech Republic | EU | lignite | CEZ | 1974 |  |  | no | no | heat | open | operational | 20
CZ-76-5 | CZ-76 | Trmice 5 | Trmice | Czech Republic | EU | lignite | CEZ | 1974 |  |  | no | no | heat | open | operational | 16
CZ-76-6 | CZ-76 | Trmice 6 | Trmice | Czech Republic | EU | lignite | CEZ | 1974 |  |  | no | no | heat | open | operational | 16
CZ-77-1 | CZ-77 | Vresova 1 | Vresova | Czech Republic | EU | lignite | Sokolovská Uhelná AS | 1995 |  |  | no | no | CHP | open | operational | 200
CZ-77-2 | CZ-77 | Vresova 2 | Vresova | Czech Republic | EU | lignite | Sokolovská Uhelná AS | 1996 |  |  | no | no | CHP | open | operational | 200
DE-8-4 | DE-8 | Altbach/Deizisau 1 | Altbach/Deizisau 1+2 | Germany | EU | hard coal | EnBW | 1985 |  |  | no | no | CHP | open | operational | 379
DE-8-5 | DE-8 | Altbach/Deizisau 2 | Altbach/Deizisau 1+2 | Germany | EU | hard coal | EnBW | 1997 |  |  | no | no | CHP | open | operational | 476
DE-13-1 | DE-13 | Niederaussem A | Niederaussem | Germany | EU | lignite | RWE | 1963 | 2012 |  | no | no | conventional | retired or fuel switch | retired | 135.8696
DE-13-2 | DE-13 | Niederaussem B | Niederaussem | Germany | EU | lignite | RWE | 1963 | 2012 |  | no | no | conventional | retired or fuel switch | retired | 135.8696
DE-13-3 | DE-13 | Niederaussem C | Niederaussem | Germany | EU | lignite | RWE | 1965 |  |  | no | no | conventional | open | operational | 335
DE-13-4 | DE-13 | Niederaussem D | Niederaussem | Germany | EU | lignite | RWE | 1968 |  |  | no | no | conventional | open | operational | 320
DE-13-5 | DE-13 | Niederaussem E | Niederaussem | Germany | EU | lignite | RWE | 1970 | 2022 | 2016-10-24 | yes | no | conventional | open | operational | 315
DE-13-6 | DE-13 | Niederaussem F | Niederaussem | Germany | EU | lignite | RWE | 1971 | 2022 | 2016-10-24 | yes | no | conventional | open | operational | 320
DE-13-7 | DE-13 | Niederaussem G | Niederaussem | Germany | EU | lignite | RWE | 1974 |  |  | no | no | CHP | open | operational | 687
DE-13-8 | DE-13 | Niederaussem H | Niederaussem | Germany | EU | lignite | RWE | 1974 |  |  | no | no | conventional | open | operational | 687
DE-13-9 | DE-13 | Niederaussem K | Niederaussem | Germany | EU | lignite | RWE | 2002 |  |  | no | no | conventional | open | operational | 1012
DE-14-1 | DE-14 | Bergkamen A | Bergkamen | Germany | EU | hard coal | RWE | 1981 |  |  | no | no | CHP | open | operational | 780
DE-17-3 | DE-17 | Berlin-Moabit A | Berlin-Moabit | Germany | EU | hard coal | Vattenfall | 1990 | 2030 | 2017-10-19 | yes | no | CHP | open | operational | 100
DE-19-1 | DE-19 | Berlin-Klingenberg | Berlin-Klingenberg | Germany | EU | lignite | Vattenfall | 1986 | 2017 | 2016-09-27 | no | no | heat | retired or fuel switch | retired | 188
DE-20-3 | DE-20 | Berlin-Reuter C | Berlin-Reuter | Germany | EU | hard coal | Vattenfall | 1969 | 2030 | 2017-10-19 | yes | no | CHP | open | operational | 132
DE-21-1 | DE-21 | Berlin-Reuter West D | Berlin-Reuter West | Germany | EU | hard coal | Vattenfall | 1987 | 2030 | 2017-10-19 | yes | no | CHP | open | operational | 300
DE-21-2 | DE-21 | Berlin-Reuter West E | Berlin-Reuter West | Germany | EU | hard coal | Vattenfall | 1988 | 2030 | 2017-10-19 | yes | no | CHP | open | operational | 300
DE-24-2 | DE-24 | Bexbach | Bexbach | Germany | EU | hard coal | STEAG | 1983 |  |  | no | no | conventional | open | operational | 780
DE-25-2 | DE-25 | Bielefeld 2 | Bielefeld | Germany | EU | hard coal | City of Bielefeld | 1980 | 2012 |  | no | no | CHP | retired or fuel switch | retired | 12
DE-25-3 | DE-25 | Bielefeld 3 | Bielefeld | Germany | EU | hard coal | City of Bielefeld | 1980 | 2012 |  | no | no | CHP | retired or fuel switch | retired | 17
DE-25-4 | DE-25 | Bielefeld 4 | Bielefeld | Germany | EU | hard coal | City of Bielefeld | 1980 | 2012 |  | no | no | CHP | retired or fuel switch | retired | 25
DE-28-1 | DE-28 | Lippendorf R | Lippendorf | Germany | EU | lignite | EnBW/EPH | 2000 |  |  | no | no | CHP | open | operational | 933.6
DE-28-2 | DE-28 | Lippendorf S | Lippendorf | Germany | EU | lignite | EnBW/EPH | 1999 |  |  | no | no | CHP | open | operational | 933.6
DE-32-13 | DE-32 | Boxberg N | Boxberg | Germany | EU | lignite | EPH | 1979 |  |  | no | no | CHP | open | operational | 500
DE-32-14 | DE-32 | Boxberg P | Boxberg | Germany | EU | lignite | EPH | 1980 |  |  | no | no | CHP | open | operational | 500
DE-32-15 | DE-32 | Boxberg Q | Boxberg | Germany | EU | lignite | EPH | 2000 |  |  | no | no | CHP | open | operational | 907
DE-32-16 | DE-32 | Boxberg R | Boxberg | Germany | EU | lignite | EPH | 2012 |  |  | no | no | conventional | open | operational | 675
DE-33-1 | DE-33 | Braunschweig 1 | Braunschweig | Germany | EU | hard coal | Veolia | 1984 |  |  | no | no | heat | open | operational | 78
DE-34-5 | DE-34 | Bremen-Hafen 5 | Bremen-Hafen | Germany | EU | hard coal | swb AG | 1968 | 2016 |  | no | no | CHP | retired or fuel switch | retired | 337
DE-34-6 | DE-34 | Bremen-Hafen 6 | Bremen-Hafen | Germany | EU | hard coal | swb AG | 1979 |  |  | no | no | CHP | open | operational | 326.087
DE-35-1 | DE-35 | Bremen-Farge | Bremen-Farge | Germany | EU | hard coal | Engie | 1969 |  |  | no | no | conventional | open | operational | 380.4348
DE-37-1 | DE-37 | Bremen-Hastedt 15 | Bremen-Hastedt | Germany | EU | hard coal | swb AG | 1989 |  |  | no | no | CHP | open | operational | 129.3478
DE-43-1 | DE-43 | Chemnitz North II B | Chemnitz North II | Germany | EU | lignite | City of Chemnitz | 1988 |  |  | no | no | CHP | open | operational | 67
DE-43-2 | DE-43 | Chemnitz North II C | Chemnitz North II | Germany | EU | lignite | City of Chemnitz | 1990 |  |  | no | no | CHP | open | operational | 100
DE-48-1 | DE-48 | Cottbus 1 | Cottbus | Germany | EU | lignite | Stadtwerke Cottbus GmbH | 1999 | 2022 |  | yes | no | CHP | open | operational | 81.7
DE-50-1 | DE-50 | Datteln 1 | Datteln | Germany | EU | hard coal | Uniper | 1964 | 2013 |  | no | no | CHP | retired or fuel switch | retired | 100
DE-50-2 | DE-50 | Datteln 2 | Datteln | Germany | EU | hard coal | Uniper | 1964 | 2013 |  | no | no | CHP | retired or fuel switch | retired | 100
DE-50-3 | DE-50 | Datteln 3 | Datteln | Germany | EU | hard coal | Uniper | 1969 | 2013 |  | no | no | conventional | retired or fuel switch | retired | 119.2
DE-50-4 | DE-50 | Datteln 4 | Datteln | Germany | EU | hard coal | Uniper | 2020 |  |  | no | no | CHP | Construction | construction | 1100
DE-51-1 | DE-51 | Dessau | Dessau | Germany | EU | lignite | Stadtwerke Dessau | 1996 |  |  | no | no | CHP | open | operational | 53.2609
DE-58-3 | DE-58 | Dortmund Gustav Knepper C | Dortmund Gustav Knepper | Germany | EU | hard coal | Uniper | 1971 | 2014 |  | no | no | CHP | retired or fuel switch | retired | 363.9
DE-64-1 | DE-64 | Duisburg-Hochfeld I CFBC | Duisburg-Hochfeld II | Germany | EU | hard coal | Duisburger Versorgungs- und Verkehrsgesellschaft mbH (DVV) | 1985 | 2018 |  | no | no | CHP | retired or fuel switch | retired | 102
DE-64-2 | DE-64 | Duisburg-Hochfeld II B | Duisburg-Hochfeld II | Germany | EU | hard coal | Duisburger Versorgungs- und Verkehrsgesellschaft mbH (DVV) | 1965 | 2012 |  | no | no | CHP | retired or fuel switch | retired | 144.5652
DE-67-4 | DE-67 | Duisburg-Walsum 7 | Duisburg-Walsum | Germany | EU | hard coal | STEAG | 1959 | 2014 |  | no | no | conventional | retired or fuel switch | retired | 140.2174
DE-67-6 | DE-67 | Duisburg-Walsum 9 | Duisburg-Walsum | Germany | EU | hard coal | STEAG | 1988 |  |  | no | no | CHP | open | operational | 410
DE-67-7 | DE-67 | Duisburg-Walsum 10 | Duisburg-Walsum | Germany | EU | hard coal | STEAG | 2013 |  |  | no | no | conventional | open | operational | 790
DE-77-1 | DE-77 | Ensdorf 1 | Ensdorf | Germany | EU | hard coal | RWE | 1963 | 2017 | 2017-06-14 | no | no | CHP | retired or fuel switch | retired | 120
DE-77-2 | DE-77 | Ensdorf 3 | Ensdorf | Germany | EU | hard coal | RWE | 1971 | 2017 | 2017-06-14 | no | no | conventional | retired or fuel switch | retired | 310
DE-79-2 | DE-79 | Erlangen Boiler 6 ST2 | Erlangen | Germany | EU | hard coal | City of Erlangen | 1980 |  |  | no | no | CHP | open | operational | 18
DE-81-3 | DE-81 | Eschweiler-Weisweiler C | Eschweiler-Weisweiler | Germany | EU | lignite | RWE | 1955 | 2012 |  | no | no | CHP | retired or fuel switch | retired | 133.6957
DE-81-4 | DE-81 | Eschweiler-Weisweiler D | Eschweiler-Weisweiler | Germany | EU | lignite | RWE | 1959 | 2012 |  | no | no | conventional | retired or fuel switch | retired | 146.7391
DE-81-5 | DE-81 | Eschweiler-Weisweiler E | Eschweiler-Weisweiler | Germany | EU | lignite | RWE | 1965 |  |  | no | no | conventional | open | operational | 363
DE-81-6 | DE-81 | Eschweiler-Weisweiler F | Eschweiler-Weisweiler | Germany | EU | lignite | RWE | 1967 |  |  | no | no | conventional | open | operational | 340
DE-81-7 | DE-81 | Eschweiler-Weisweiler G | Eschweiler-Weisweiler | Germany | EU | lignite | RWE | 1974 |  |  | no | no | CHP | open | operational | 630
DE-81-8 | DE-81 | Eschweiler-Weisweiler H | Eschweiler-Weisweiler | Germany | EU | lignite | RWE | 1975 |  |  | no | no | CHP | open | operational | 625
DE-86-4 | DE-86 | Flensburg 7 | Flensburg | Germany | EU | hard coal | City of Flensburg | 1978 | 2016 |  | no | no | CHP | retired or fuel switch | retired | 26
DE-86-5 | DE-86 | Flensburg 8 | Flensburg | Germany | EU | hard coal | City of Flensburg | 1982 | 2016 |  | no | no | CHP | retired or fuel switch | retired | 38
DE-86-6 | DE-86 | Flensburg 9 | Flensburg | Germany | EU | hard coal | City of Flensburg | 1985 |  |  | no | no | CHP | open | operational | 36
DE-86-7 | DE-86 | Flensburg 10 | Flensburg | Germany | EU | hard coal | City of Flensburg | 1988 |  |  | no | no | CHP | open | operational | 33
DE-86-8 | DE-86 | Flensburg 11 | Flensburg | Germany | EU | hard coal | City of Flensburg | 1992 |  |  | no | no | CHP | open | operational | 31
DE-89-2 | DE-89 | Frankfurt/Main West 2 | Frankfurt/Main West | Germany | EU | hard coal | Stadtwerke Frankfurt am Main Holding | 1989 |  |  | no | no | CHP | open | operational | 72
DE-89-3 | DE-89 | Frankfurt/Main West 3 | Frankfurt/Main West | Germany | EU | hard coal | Stadtwerke Frankfurt am Main Holding | 1989 |  |  | no | no | CHP | open | operational | 72
DE-95-1 | DE-95 | Universitaet Freiburg | Universitaet Freiburg | Germany | EU | hard coal | Universitätsklinikum Freiburg | 1927 | 2012 |  | no | no | CHP | retired or fuel switch | no longer coal | 36
DE-100-1 | DE-100 | Gelsenkirchen-Scholven B | Scholven/Buer | Germany | EU | hard coal | Uniper | 1968 |  |  | no | no | CHP | open | operational | 370
DE-100-2 | DE-100 | Gelsenkirchen-Scholven C | Scholven/Buer | Germany | EU | hard coal | Uniper | 1969 |  |  | no | no | CHP | open | operational | 370
DE-100-3 | DE-100 | Gelsenkirchen-Scholven D | Scholven/Buer | Germany | EU | hard coal | Uniper | 1970 | 2014 |  | no | no | CHP | retired or fuel switch | retired | 370
DE-100-4 | DE-100 | Gelsenkirchen-Scholven E | Scholven/Buer | Germany | EU | hard coal | Uniper | 1971 | 2014 |  | no | no | CHP | retired or fuel switch | retired | 370
DE-100-5 | DE-100 | Gelsenkirchen-Scholven F | Scholven/Buer | Germany | EU | hard coal | Uniper | 1979 | 2014 |  | no | no | conventional | retired or fuel switch | retired | 740
DE-100-6 | DE-100 | Buer | Scholven/Buer | Germany | EU | hard coal | Uniper | 1985 |  |  | no | no | heat | open | operational | 76.087
DE-106-3 | DE-106 | Grevenbroich-Frimmersdorf C | Grevenbroich-Frimmersdorf | Germany | EU | lignite | RWE | 1957 | 2011 |  | no | no | conventional | retired or fuel switch | retired | 140.2174
DE-106-4 | DE-106 | Grevenbroich-Frimmersdorf D | Grevenbroich-Frimmersdorf | Germany | EU | lignite | RWE | 1957 | 2011 |  | no | no | conventional | retired or fuel switch | retired | 141.3043
DE-106-5 | DE-106 | Grevenbroich-Frimmersdorf E | Grevenbroich-Frimmersdorf | Germany | EU | lignite | RWE | 1959 | 2012 |  | no | no | conventional | retired or fuel switch | retired | 141.3043
DE-106-6 | DE-106 | Grevenbroich-Frimmersdorf F | Grevenbroich-Frimmersdorf | Germany | EU | lignite | RWE | 1960 | 2012 |  | no | no | conventional | retired or fuel switch | retired | 143.4783
DE-106-7 | DE-106 | Grevenbroich-Frimmersdorf G | Grevenbroich-Frimmersdorf | Germany | EU | lignite | RWE | 1960 | 2011 |  | no | no | conventional | retired or fuel switch | retired | 134.7826
DE-106-9 | DE-106 | Grevenbroich-Frimmersdorf I | Grevenbroich-Frimmersdorf | Germany | EU | lignite | RWE | 1960 | 2012 |  | no | no | conventional | retired or fuel switch | retired | 139.1304
DE-106-11 | DE-106 | Grevenbroich-Frimmersdorf K | Grevenbroich-Frimmersdorf | Germany | EU | lignite | RWE | 1962 | 2012 |  | no | no | conventional | retired or fuel switch | retired | 147.8261
DE-106-12 | DE-106 | Grevenbroich-Frimmersdorf L | Grevenbroich-Frimmersdorf | Germany | EU | lignite | RWE | 1962 | 2012 |  | no | no | conventional | retired or fuel switch | retired | 142.3913
DE-106-13 | DE-106 | Grevenbroich-Frimmersdorf M | Grevenbroich-Frimmersdorf | Germany | EU | lignite | RWE | 1962 | 2012 |  | no | no | conventional | retired or fuel switch | retired | 150
DE-106-14 | DE-106 | Grevenbroich-Frimmersdorf N | Grevenbroich-Frimmersdorf | Germany | EU | lignite | RWE | 1964 | 2012 |  | no | no | conventional | retired or fuel switch | retired | 146.7391
DE-106-15 | DE-106 | Grevenbroich-Frimmersdorf O | Grevenbroich-Frimmersdorf | Germany | EU | lignite | RWE | 1964 | 2012 |  | no | no | conventional | retired or fuel switch | retired | 144.5652
DE-106-16 | DE-106 | Grevenbroich-Frimmersdorf P | Grevenbroich-Frimmersdorf | Germany | EU | lignite | RWE | 1966 | 2021 | 2016-10-24 | yes | no | CHP | open | standby | 325
DE-106-17 | DE-106 | Grevenbroich-Frimmersdorf Q | Grevenbroich-Frimmersdorf | Germany | EU | lignite | RWE | 1970 | 2021 | 2016-10-24 | yes | no | conventional | open | standby | 310
DE-107-1 | DE-107 | Grevenbroich-Neurath A | Grevenbroich-Neurath | Germany | EU | lignite | RWE | 1972 |  |  | no | no | conventional | open | operational | 312
DE-107-2 | DE-107 | Grevenbroich-Neurath B | Grevenbroich-Neurath | Germany | EU | lignite | RWE | 1972 |  |  | no | no | conventional | open | operational | 312
DE-107-3 | DE-107 | Grevenbroich-Neurath C | Grevenbroich-Neurath | Germany | EU | lignite | RWE | 1973 | 2023 | 2016-10-24 | yes | no | conventional | open | operational | 312
DE-107-4 | DE-107 | Grevenbroich-Neurath D | Grevenbroich-Neurath | Germany | EU | lignite | RWE | 1975 |  |  | no | no | CHP | open | operational | 644
DE-107-5 | DE-107 | Grevenbroich-Neurath E | Grevenbroich-Neurath | Germany | EU | lignite | RWE | 1976 |  |  | no | no | CHP | open | operational | 644
DE-107-6 | DE-107 | Grevenbroich-Neurath F | Grevenbroich-Neurath | Germany | EU | lignite | RWE | 2012 |  |  | no | no | conventional | open | operational | 1100
DE-107-7 | DE-107 | Grevenbroich-Neurath G | Grevenbroich-Neurath | Germany | EU | lignite | RWE | 2012 |  |  | no | no | conventional | open | operational | 1100
DE-108-1 | DE-108 | Grosskrotzenburg Staudinger 1 | Grosskrotzenburg Staudinger | Germany | EU | hard coal | Uniper | 1965 | 2013 |  | no | no | CHP | retired or fuel switch | retired | 270.6522
DE-108-2 | DE-108 | Grosskrotzenburg Staudinger 2 | Grosskrotzenburg Staudinger | Germany | EU | hard coal | Uniper | 1965 | 2012 |  | no | no | CHP | retired or fuel switch | retired | 270.6522
DE-108-3 | DE-108 | Grosskrotzenburg Staudinger 3 | Grosskrotzenburg Staudinger | Germany | EU | hard coal | Uniper | 1970 | 2012 |  | no | no | CHP | retired or fuel switch | retired | 318.4783
DE-108-5 | DE-108 | Grosskrotzenburg Staudinger 5 | Grosskrotzenburg Staudinger | Germany | EU | hard coal | Uniper | 1992 |  |  | no | no | CHP | open | operational | 553
DE-113-1 | DE-113 | Halle 1 | Halle | Germany | EU | hard coal | City of Halle | 1972 | 2005 |  | no | no | CHP | retired or fuel switch | retired | 30
DE-113-2 | DE-113 | Halle 2 | Halle | Germany | EU | hard coal | City of Halle | 1972 | 2005 |  | no | no | CHP | retired or fuel switch | retired | 30
DE-119-11 | DE-119 | Hamburg-Tiefstack | Hamburg-Tiefstack | Germany | EU | hard coal | Vattenfall | 1993 |  |  | no | no | CHP | open | operational | 205
DE-121-1 | DE-121 | Hamm Westfalen A | Hamm Westfalen | Germany | EU | hard coal | RWE | 1963 | 2011 |  | no | no | conventional | retired or fuel switch | retired | 165.2174
DE-121-2 | DE-121 | Hamm Westfalen B | Hamm Westfalen | Germany | EU | hard coal | RWE | 1963 | 2011 |  | no | no | conventional | retired or fuel switch | retired | 165.2174
DE-121-3 | DE-121 | Hamm Westfalen C | Hamm Westfalen | Germany | EU | hard coal | RWE | 1969 | 2016 |  | no | no | conventional | retired or fuel switch | retired | 305
DE-121-4 | DE-121 | Hamm Westfalen D | Hamm Westfalen | Germany | EU | hard coal | RWE | 2015 | 2015 |  | no | no | conventional | retired or fuel switch | retired | 820
DE-121-5 | DE-121 | Hamm Westfalen E | Hamm Westfalen | Germany | EU | hard coal | RWE | 2014 |  |  | no | no | conventional | open | operational | 820
DE-122-1 | DE-122 | Hannover 1 | Hannover | Germany | EU | hard coal | Versorgungs- und Verkehrsgesellschaft Hannover mbH (VVG) | 1989 |  |  | no | no | CHP | open | operational | 150
DE-122-2 | DE-122 | Hannover 2 | Hannover | Germany | EU | hard coal | Versorgungs- und Verkehrsgesellschaft Hannover mbH (VVG) | 1989 |  |  | no | no | CHP | open | operational | 150
DE-125-5 | DE-125 | Heilbronn 5 | Heilbronn | Germany | EU | hard coal | EnBW | 1965 |  |  | no | no | CHP | open | standby | 125
DE-125-6 | DE-125 | Heilbronn 6 | Heilbronn | Germany | EU | hard coal | EnBW | 1966 |  |  | no | no | CHP | open | standby | 125
DE-125-7 | DE-125 | Heilbronn 7 | Heilbronn | Germany | EU | hard coal | EnBW | 1985 |  |  | no | no | CHP | open | operational | 816
DE-126-1 | DE-126 | Helmstedt Buschhaus D | Helmstedt Buschhaus | Germany | EU | lignite | EPH | 1985 | 2020 | 2016-10-24 | yes | no | conventional | open | standby | 405
DE-128-2 | DE-128 | Herne 2 | Herne | Germany | EU | hard coal | STEAG | 1963 | 2014 |  | no | no | conventional | retired or fuel switch | retired | 144.5652
DE-128-3 | DE-128 | Herne 3 | Herne | Germany | EU | hard coal | STEAG | 1966 | 2017 | 2017-01-20 | no | no | CHP | retired or fuel switch | retired | 310
DE-128-4 | DE-128 | Herne 4 | Herne | Germany | EU | hard coal | STEAG | 1989 |  |  | no | no | CHP | open | operational | 500
DE-129-1 | DE-129 | Herne Shamrock | Herne Shamrock | Germany | EU | hard coal | Uniper | 1957 | 2013 |  | no | no | CHP | retired or fuel switch | retired | 143.4783
DE-130-1 | DE-130 | Mehrum 3 | Mehrum | Germany | EU | hard coal | EPH | 1979 |  |  | no | no | conventional | open | operational | 750
DE-131-1 | DE-131 | Waehlitz | Waehlitz | Germany | EU | lignite | EPH | 1994 |  |  | no | no | CHP | open | operational | 37.4
DE-138-1 | DE-138 | Huerth Goldenberg E | Huerth Goldenberg | Germany | EU | lignite | RWE | 1992 | 2015 |  | no | no | CHP | retired or fuel switch | retired | 76
DE-138-2 | DE-138 | Huerth Goldenberg F | Huerth Goldenberg | Germany | EU | lignite | RWE | 1993 | 2015 |  | no | no | CHP | retired or fuel switch | retired | 95
DE-140-1 | DE-140 | Ibbenbueren B | Ibbenbueren | Germany | EU | hard coal | RWE | 1985 |  |  | no | no | CHP | open | operational | 838
DE-144-1 | DE-144 | HKW Karcherstr. | Karcherstr. | Germany | EU | hard coal | SWK - Stadtwerke Kaiserslautern | 1996 |  |  | no | no | heat | open | operational | 14.5652
DE-148-5 | DE-148 | Karlsruhe 7 | Karlsruhe | Germany | EU | hard coal | EnBW | 1985 |  |  | no | no | CHP | open | operational | 550
DE-148-6 | DE-148 | Karlsruhe 8 | Karlsruhe | Germany | EU | hard coal | EnBW | 2014 |  |  | no | no | CHP | open | operational | 912
DE-150-1 | DE-150 | Kassel | Kassel | Germany | EU | lignite | City of Kassel | 1988 |  |  | no | no | CHP | open | operational | 38
DE-152-1 | DE-152 | Kiel East | Kiel East | Germany | EU | hard coal | Uniper | 1970 | 2019 | 2018-02-22 | yes | no | CHP | open | operational | 354
DE-154-1 | DE-154 | Cologne-Merkenich 6 | Cologne-Merkenich | Germany | EU | lignite | Stadtwerke Köln GmbH (100% City of Cologne) | 2010 |  |  | no | no | heat | open | operational | 85
DE-155-2 | DE-155 | Leverkusen G 22 | Leverkusen | Germany | EU | hard coal | Currenta GmbH & Co. OHG | 1962 |  |  | no | no | industrial | open | operational | 111.9565
DE-163-6 | DE-163 | Luenen 6 | Luenen | Germany | EU | hard coal | STEAG | 1962 |  |  | no | no | conventional | open | operational | 170
DE-163-7 | DE-163 | Luenen 7 | Luenen | Germany | EU | hard coal | STEAG | 1969 |  |  | no | no | CHP | open | operational | 350
DE-167-1 | DE-167 | Luenen-Stummhafen | Luenen-Stummhafen | Germany | EU | hard coal | Trianel Kohlekraftwerk Lünen GmbH & Co. KG | 2013 |  |  | no | no | CHP | open | operational | 820
DE-170-1 | DE-170 | Mannheim 3 | Mannheim | Germany | EU | hard coal | RWE | 1966 | 2015 |  | no | no | CHP | retired or fuel switch | retired | 220.1087
DE-170-2 | DE-170 | Mannheim 4 | Mannheim | Germany | EU | hard coal | RWE | 1970 | 2015 |  | no | no | CHP | retired or fuel switch | retired | 220
DE-170-3 | DE-170 | Mannheim 6 | Mannheim | Germany | EU | hard coal | RWE | 2005 |  |  | no | no | CHP | open | operational | 280
DE-170-4 | DE-170 | Mannheim 7 | Mannheim | Germany | EU | hard coal | RWE | 1982 |  |  | no | no | CHP | open | operational | 475
DE-170-5 | DE-170 | Mannheim 8 | Mannheim | Germany | EU | hard coal | RWE | 1993 |  |  | no | no | CHP | open | operational | 480
DE-170-6 | DE-170 | Mannheim 9 | Mannheim | Germany | EU | hard coal | RWE | 2015 |  |  | no | no | CHP | open | operational | 911
DE-172-3 | DE-172 | Marl II 3 | Marl | Germany | EU | hard coal | Evonik | 1966 | 2017 |  | no | no | CHP | retired or fuel switch | retired | 68
DE-172-4 | DE-172 | Marl I 4 | Marl | Germany | EU | hard coal | Evonik | 1971 |  |  | no | no | CHP | open | operational | 61
DE-172-5 | DE-172 | Marl I 5 | Marl | Germany | EU | hard coal | Evonik | 1983 |  |  | no | no | CHP | open | operational | 74.9
DE-173-1 | DE-173 | Mumsdorf | Mumsdorf | Germany | EU | lignite | EPH | 1968 | 2013 |  | no | no | CHP | retired or fuel switch | retired | 65.2174
DE-174-1 | DE-174 | Hafen Muenster 1 | Hafen Muenster | Germany | EU | hard coal | CIty of Muenster | 1977 | 2005 |  | no | no | CHP | retired or fuel switch | no longer coal | 50
DE-174-2 | DE-174 | Hafen Muenster 2 | Hafen Muenster | Germany | EU | hard coal | CIty of Muenster | 1980 | 2005 |  | no | no | CHP | retired or fuel switch | no longer coal | 50
DE-174-3 | DE-174 | Hafen Muenster 3 | Hafen Muenster | Germany | EU | hard coal | CIty of Muenster | 1980 | 2005 |  | no | no | CHP | retired or fuel switch | no longer coal | 50
DE-183-1 | DE-183 | Offenbach | Offenbach | Germany | EU | hard coal | MVV Energie AG | 1990 |  |  | no | no | CHP | open | operational | 60
DE-186-1 | DE-186 | Jaenschwalde A | Jaenschwalde | Germany | EU | lignite | EPH | 1981 |  |  | no | no | CHP | open | operational | 535
DE-186-2 | DE-186 | Jaenschwalde B | Jaenschwalde | Germany | EU | lignite | EPH | 1982 |  |  | no | no | CHP | open | operational | 535
DE-186-3 | DE-186 | Jaenschwalde C | Jaenschwalde | Germany | EU | lignite | EPH | 1984 |  |  | no | no | CHP | open | operational | 535
DE-186-4 | DE-186 | Jaenschwalde D | Jaenschwalde | Germany | EU | lignite | EPH | 1985 |  |  | no | no | CHP | open | operational | 535
DE-186-5 | DE-186 | Jaenschwalde E | Jaenschwalde | Germany | EU | lignite | EPH | 1987 | 2023 | 2016-10-24 | yes | no | CHP | open | operational | 535
DE-186-6 | DE-186 | Jaenschwalde F | Jaenschwalde | Germany | EU | lignite | EPH | 1989 | 2022 | 2016-10-24 | yes | no | CHP | open | operational | 535
DE-187-4 | DE-187 | Petershagen Heyden 4 | Petershagen Heyden | Germany | EU | hard coal | Uniper | 1987 |  |  | no | no | conventional | open | operational | 923
DE-188-1 | DE-188 | Pforzheim FBC | Pforzheim | Germany | EU | hard coal | SWP Stadtwerke Pforzheim GmbH & Co. KG | 1990 | 2022 | 2018-07-23 | yes | no | CHP | open | operational | 29.7
DE-190-1 | DE-190 | Veltheim 2 | Veltheim | Germany | EU | hard coal | Uniper | 1965 | 2012 |  | no | no | conventional | retired or fuel switch | retired | 101.087
DE-190-2 | DE-190 | Veltheim 3 | Veltheim | Germany | EU | hard coal | Uniper | 1970 | 2015 |  | no | no | conventional | retired or fuel switch | retired | 320
DE-192-3 | DE-192 | Quierschied-Weiher III | Quierschied-Weiher | Germany | EU | hard coal | STEAG | 1976 |  |  | no | no | CHP | open | operational | 724
DE-195-1 | DE-195 | Rostock | Rostock | Germany | EU | hard coal | EnBW | 1994 |  |  | no | no | CHP | open | operational | 553
DE-197-3 | DE-197 | Saarbruecken-Roemerbruecke steam turbine | Saarbruecken Roemerbruecke | Germany | EU | hard coal | Engie | 1988 |  |  | no | no | CHP | open | operational | 52.8
DE-200-1 | DE-200 | Schkopau A | Schkopau | Germany | EU | lignite | Uniper | 1996 |  |  | no | no | CHP | open | operational | 490
DE-200-2 | DE-200 | Schkopau B | Schkopau | Germany | EU | lignite | Uniper | 1996 |  |  | no | no | CHP | open | operational | 490
DE-206-1 | DE-206 | Schwarze Pumpe A | Schwarze Pumpe | Germany | EU | lignite | EPH | 1997 |  |  | no | no | CHP | open | operational | 800
DE-206-2 | DE-206 | Schwarze Pumpe B | Schwarze Pumpe | Germany | EU | lignite | EPH | 1998 |  |  | no | no | CHP | open | operational | 800
DE-207-1 | DE-207 | Schweinfurt 1 | Schweinfurt | Germany | EU | hard coal | GKS Gemeinschaftskraftwerk Schweinfurt GmbH | 1990 |  |  | no | no | CHP | open | operational | 12
DE-207-2 | DE-207 | Schweinfurt 2 | Schweinfurt | Germany | EU | hard coal | GKS Gemeinschaftskraftwerk Schweinfurt GmbH | 1990 |  |  | no | no | CHP | open | operational | 17
DE-214-1 | DE-214 | Stuttgart-Muenster ST12 | Stuttgart-Muenster | Germany | EU | hard coal | EnBW | 1982 |  |  | no | no | CHP | open | operational | 48.2
DE-214-2 | DE-214 | Stuttgart-Muenster ST15 | Stuttgart-Muenster | Germany | EU | hard coal | EnBW | 1984 |  |  | no | no | CHP | open | operational | 48.2
DE-215-1 | DE-215 | Krefeld-Uerdingen L 57 | Krefeld-Uerdingen | Germany | EU | hard coal | Currenta GmbH & Co. OHG | 1957 |  |  | no | no | industrial | open | operational | 28.2609
DE-215-4 | DE-215 | Krefeld-Uerdingen N 230 | Krefeld-Uerdingen | Germany | EU | hard coal | Currenta GmbH & Co. OHG | 1971 |  |  | no | no | industrial | open | operational | 119.5652
DE-216-1 | DE-216 | Ulm Magirusstrasse 1 | Ulm Magirusstrasse | Germany | EU | hard coal | EnBW | 1978 |  |  | no | no | CHP | open | operational | 27
DE-216-3 | DE-216 | Ulm Magirusstrasse 3 | Ulm Magirusstrasse | Germany | EU | hard coal | EnBW | 1978 |  |  | no | no | CHP | open | operational | 27
DE-216-4 | DE-216 | Ulm Magirusstrasse 4 | Ulm Magirusstrasse | Germany | EU | hard coal | EnBW | 1978 |  |  | no | no | CHP | open | operational | 27
DE-216-5 | DE-216 | Ulm Magirusstrasse 5 | Ulm Magirusstrasse | Germany | EU | hard coal | EnBW | 1978 |  |  | no | no | CHP | open | operational | 27
DE-216-6 | DE-216 | Ulm Magirusstrasse 6 | Ulm Magirusstrasse | Germany | EU | hard coal | EnBW | 1978 |  |  | no | no | CHP | open | operational | 27
DE-217-1 | DE-217 | Munich North 2 | Munich North | Germany | EU | hard coal | Stadtwerke München GmbH | 1991 |  |  | no | no | CHP | open | operational | 365
DE-220-1 | DE-220 | Voelklingen-Fenne model | Voelklingen-Fenne model+heat | Germany | EU | hard coal | STEAG | 1982 |  |  | no | no | CHP | open | operational | 233
DE-220-2 | DE-220 | Voelklingen-Fenne heat | Voelklingen-Fenne model+heat | Germany | EU | hard coal | STEAG | 1989 |  |  | no | no | CHP | open | operational | 233
DE-222-1 | DE-222 | Voerde A | Voerde | Germany | EU | hard coal | STEAG | 1982 | 2017 | 2016-06-02 | no | no | conventional | retired or fuel switch | retired | 761
DE-222-2 | DE-222 | Voerde B | Voerde | Germany | EU | hard coal | STEAG | 1985 | 2017 | 2016-06-02 | no | no | conventional | retired or fuel switch | retired | 761
DE-223-1 | DE-223 | Voerde West 1 | Voerde West | Germany | EU | hard coal | STEAG | 1971 | 2017 | 2017-01-20 | no | no | conventional | retired or fuel switch | retired | 356
DE-223-2 | DE-223 | Voerde West 2 | Voerde West | Germany | EU | hard coal | STEAG | 1971 | 2017 | 2017-01-20 | no | no | conventional | retired or fuel switch | retired | 356
DE-226-1 | DE-226 | Frechen/Wachtberg | Frechen/Wachtberg | Germany | EU | lignite | RWE | 1959 |  |  | no | no | industrial | open | operational | 128.2609
DE-227-1 | DE-227 | Walheim 1 | Walheim | Germany | EU | hard coal | EnBW | 1964 |  |  | no | no | conventional | open | standby | 107
DE-227-2 | DE-227 | Walheim 2 | Walheim | Germany | EU | hard coal | EnBW | 1967 |  |  | no | no | conventional | open | standby | 160
DE-228-1 | DE-228 | Wedel 1 | Wedel | Germany | EU | hard coal | Vattenfall | 1961 |  |  | no | no | CHP | open | operational | 151
DE-228-2 | DE-228 | Wedel 2 | Wedel | Germany | EU | hard coal | Vattenfall | 1962 |  |  | no | no | CHP | open | operational | 138.7
DE-229-1 | DE-229 | Werdohl-Elverlingsen E3 | Werdohl-Elverlingsen | Germany | EU | hard coal | ENERVIE | 1971 | 2014 |  | no | no | conventional | retired or fuel switch | retired | 200
DE-229-2 | DE-229 | Werdohl-Elverlingsen E4 | Werdohl-Elverlingsen | Germany | EU | hard coal | ENERVIE | 1982 | 2018 | 2018-03-02 | no | no | conventional | retired or fuel switch | retired | 330
DE-232-1 | DE-232 | Werne Gersteinwerk K2 | Werne Gersteinwerk | Germany | EU | hard coal | RWE | 1984 |  |  | no | no | conventional | open | operational | 665.5
DE-233-1 | DE-233 | Wilhelmshaven 1 | Wilhelmshaven | Germany | EU | hard coal | Uniper | 1976 |  |  | no | no | conventional | open | operational | 788.1
DE-234-1 | DE-234 | Wolfsburg North A | Wolfsburg North | Germany | EU | hard coal | Volkswagen AG | 2000 | 2022 | 2018-03-08 | yes | no | CHP | open | operational | 70
DE-234-2 | DE-234 | Wolfsburg North B | Wolfsburg North | Germany | EU | hard coal | Volkswagen AG | 2000 | 2022 | 2018-03-08 | yes | no | CHP | open | operational | 70
DE-236-1 | DE-236 | Wolfsburg West 1 | Wolfsburg West | Germany | EU | hard coal | Volkswagen AG | 1985 | 2022 | 2018-03-08 | yes | no | CHP | open | operational | 153
DE-236-2 | DE-236 | Wolfsburg West 2 | Wolfsburg West | Germany | EU | hard coal | Volkswagen AG | 1985 | 2022 | 2018-03-08 | yes | no | CHP | open | operational | 153
DE-238-2 | DE-238 | Wuppertal-Elberfeld 3 | Wuppertal-Elberfeld | Germany | EU | hard coal | WSW Wuppertaler Stadtwerke GmbH | 1989 | 2018 |  | no | no | CHP | retired or fuel switch | retired | 100
DE-243-5 | DE-243 | Zolling-Leininger 5 | Zolling-Leininger | Germany | EU | hard coal | Engie | 1986 |  |  | no | no | CHP | open | operational | 474
DE-246-1 | DE-246 | Hamburg-Moorburg A | Hamburg-Moorburg | Germany | EU | hard coal | Vattenfall | 2015 |  |  | no | no | CHP | open | operational | 820
DE-246-2 | DE-246 | Hamburg-Moorburg B | Hamburg-Moorburg | Germany | EU | hard coal | Vattenfall | 2015 |  |  | no | no | CHP | open | operational | 820
DE-247-1 | DE-247 | Wilhelmshaven Engie | Wilhelmshaven Engie | Germany | EU | hard coal | Engie | 2015 |  |  | no | no | conventional | open | operational | 794.5652
DE-249-1 | DE-249 | Frankfurt/Oder 1 | Frankfurt/Oder | Germany | EU | lignite | City of Frankfurt (Oder) | 1997 | 2022 | 2018-08-07 | yes | no | CHP | open | operational | 49
DE-250-1 | DE-250 | Stuttgart-Gaisburg ST14 | Stuttgart-Gaisburg | Germany | EU | hard coal | EnBW | 2009 |  |  | no | no | CHP | open | operational | 25
DE-251-1 | DE-251 | Fortuna Nord | Fortuna Nord | Germany | EU | lignite | RWE | 1984 |  |  | no | no | industrial | open | operational | 16.3043
DE-252-1 | DE-252 | Huerth Ville/Berrenrath | Huerth Ville/Berrenrath | Germany | EU | lignite | RWE | 1991 |  |  | no | no | industrial | open | operational | 56.5217
DK-4-5 | DK-4 | Ostkraft 6 | Ostkraft | Denmark | EU | hard coal | Bornholms Energi & Forsyning | 1995 | 2016 |  | no | no | CHP | retired or fuel switch | no longer coal | 108
DK-5-5 | DK-5 | Esbjerg 3 | Esbjerg | Denmark | EU | hard coal | Orsted | 1992 | 2023 | 2017-02-02 | yes | no | CHP | open | operational | 407
DK-8-1 | DK-8 | Avedore 1 | Avedore | Denmark | EU | hard coal | Orsted | 1990 | 2016 |  | no | no | CHP | retired or fuel switch | no longer coal | 263
DK-10-2 | DK-10 | Asnaes 2 | Asnaes | Denmark | EU | hard coal | Orsted | 1962 | 2023 | 2017-02-02 | yes | no | CHP | open | operational | 147
DK-10-4 | DK-10 | Asnaes 4 | Asnaes | Denmark | EU | hard coal | Orsted | 1967 | 2023 | 2017-02-02 | yes | no | conventional | open | standby | 270
DK-10-5 | DK-10 | Asnaes 5 | Asnaes | Denmark | EU | hard coal | Orsted | 1981 | 2023 | 2017-02-02 | yes | no | CHP | open | standby | 640
DK-11-2 | DK-11 | Amager 3 | Amager | Denmark | EU | hard coal | HOFOR | 1989 |  |  | no | 2030 | CHP | open | operational | 263
DK-14-6 | DK-14 | Fyns 3 | Fyns | Denmark | EU | hard coal | Funen district heating | 1974 | 2010 |  | no | no | CHP | retired or fuel switch | retired | 235
DK-14-7 | DK-14 | Fyns 7 | Fyns | Denmark | EU | hard coal | Funen district heating | 1991 |  |  | no | 2030 | CHP | open | operational | 362
DK-16-1 | DK-16 | Stigsnaes 1 | Stigsnaes | Denmark | EU | hard coal | Orsted | 1966 | 2009 |  | no | no | CHP | retired or fuel switch | retired | 143
DK-16-2 | DK-16 | Stigsnaes 2 | Stigsnaes | Denmark | EU | hard coal | Orsted | 1970 | 2012 |  | no | no | CHP | retired or fuel switch | retired | 266
DK-17-2 | DK-17 | Studstrup 3 | Studstrup | Denmark | EU | hard coal | Orsted | 1984 | 2016 |  | no | no | CHP | retired or fuel switch | no longer coal | 380
DK-17-3 | DK-17 | Studstrup 4 | Studstrup | Denmark | EU | hard coal | Orsted | 1985 | 2016 |  | no | no | CHP | retired or fuel switch | no longer coal | 380
DK-19-2 | DK-19 | Nordjylland 2 | Nordjylland | Denmark | EU | hard coal | Aalborg Forsyning | 1977 |  |  | no | 2030 | CHP | open | standby | 305
DK-19-3 | DK-19 | Nordjylland 3 | Nordjylland | Denmark | EU | hard coal | Aalborg Forsyning | 1998 |  |  | no | 2030 | CHP | open | operational | 411
EL-1-1 | EL-1 | Agios Dimitrios 1 | Agios Dimitrios | Greece | EU | lignite | PPC | 1984 |  |  | no | no | conventional | open | operational | 300
EL-1-2 | EL-1 | Agios Dimitrios 2 | Agios Dimitrios | Greece | EU | lignite | PPC | 1984 |  |  | no | no | conventional | open | operational | 300
EL-1-3 | EL-1 | Agios Dimitrios 3 | Agios Dimitrios | Greece | EU | lignite | PPC | 1985 |  |  | no | no | CHP | open | operational | 310
EL-1-4 | EL-1 | Agios Dimitrios 4 | Agios Dimitrios | Greece | EU | lignite | PPC | 1986 |  |  | no | no | CHP | open | operational | 310
EL-1-5 | EL-1 | Agios Dimitrios 5 | Agios Dimitrios | Greece | EU | lignite | PPC | 1997 |  |  | no | no | CHP | open | operational | 375
EL-2-1 | EL-2 | Amintaio 1 | Amintaio | Greece | EU | lignite | PPC | 1987 |  |  | no | no | CHP | open | operational | 300
EL-2-2 | EL-2 | Amintaio 2 | Amintaio | Greece | EU | lignite | PPC | 1987 |  |  | no | no | conventional | open | operational | 300
EL-3-1 | EL-3 | Melitis (Florina) 1 | Melitis (Florina) | Greece | EU | lignite | PPC | 2003 |  |  | no | no | CHP | open | operational | 330
EL-4-1 | EL-4 | Kardia 1 | Kardia | Greece | EU | lignite | PPC | 1975 |  |  | no | no | conventional | open | operational | 300
EL-4-2 | EL-4 | Kardia 2 | Kardia | Greece | EU | lignite | PPC | 1975 |  |  | no | no | conventional | open | operational | 300
EL-4-3 | EL-4 | Kardia 3 | Kardia | Greece | EU | lignite | PPC | 1980 |  |  | no | no | CHP | open | operational | 325
EL-4-4 | EL-4 | Kardia 4 | Kardia | Greece | EU | lignite | PPC | 1981 |  |  | no | no | CHP | open | operational | 325
EL-5-1 | EL-5 | Ptolemaida 1 | Ptolemaida | Greece | EU | lignite | PPC | 1959 | 2010 |  | no | no | conventional | retired or fuel switch | retired | 70
EL-5-2 | EL-5 | Ptolemaida 2 | Ptolemaida | Greece | EU | lignite | PPC | 1962 | 2016 |  | no | no | conventional | retired or fuel switch | retired | 125
EL-5-3 | EL-5 | Ptolemaida 3 | Ptolemaida | Greece | EU | lignite | PPC | 1965 | 2016 |  | no | no | CHP | retired or fuel switch | retired | 125
EL-5-4 | EL-5 | Ptolemaida 4 | Ptolemaida | Greece | EU | lignite | PPC | 1973 | 2016 |  | no | no | conventional | retired or fuel switch | retired | 300
EL-5-5 | EL-5 | Ptolemaida 5 | Ptolemaida | Greece | EU | lignite | PPC | 2019 |  |  | no | no | CHP | Construction | construction | 660
EL-6-1 | EL-6 | Liptol 1 | Liptol | Greece | EU | lignite | PPC | 1959 | 2013 |  | no | no | CHP | retired or fuel switch | retired | 33
EL-6-2 | EL-6 | Liptol 2 | Liptol | Greece | EU | lignite | PPC | 1965 | 2013 |  | no | no | conventional | retired or fuel switch | retired | 10
EL-7-1 | EL-7 | Megalopoli 1 | Megalopoli A | Greece | EU | lignite | PPC | 1970 | 2011 |  | no | no | conventional | retired or fuel switch | retired | 125
EL-7-2 | EL-7 | Megalopoli 2 | Megalopoli A | Greece | EU | lignite | PPC | 1970 | 2011 |  | no | no | conventional | retired or fuel switch | retired | 125
EL-7-3 | EL-7 | Megalopoli 3 | Megalopoli A | Greece | EU | lignite | PPC | 1975 |  |  | no | no | CHP | open | operational | 300
EL-8-1 | EL-8 | Megalopoli 4 | Megalopoli B | Greece | EU | lignite | PPC | 1991 |  |  | no | no | conventional | open | operational | 300
ES-3-1 | ES-3 | Alcudia II 1 GR I | Alcudia II | Spain | EU | hard coal | Endesa | 1981 |  |  | no | no | conventional | open | operational | 125
ES-3-2 | ES-3 | Alcudia II 2 GR II | Alcudia II | Spain | EU | hard coal | Endesa | 1982 |  |  | no | no | conventional | open | operational | 125
ES-3-3 | ES-3 | Alcudia II 5, GR III | Alcudia II | Spain | EU | hard coal | Endesa | 1997 |  |  | no | no | conventional | open | operational | 130
ES-3-4 | ES-3 | Alcudia II 6, GR IV | Alcudia II | Spain | EU | hard coal | Endesa | 1997 |  |  | no | no | conventional | open | operational | 130
ES-6-1 | ES-6 | Teruel/Andorra GR I | Teruel/Andorra | Spain | EU | lignite | Endesa | 1979 |  |  | no | no | conventional | open | operational | 368.1
ES-6-2 | ES-6 | Teruel/Andorra GR II | Teruel/Andorra | Spain | EU | lignite | Endesa | 1979 |  |  | no | no | conventional | open | operational | 367.7
ES-6-3 | ES-6 | Teruel/Andorra GR III | Teruel/Andorra | Spain | EU | lignite | Endesa | 1980 |  |  | no | no | conventional | open | operational | 365.6
ES-7-1 | ES-7 | As Pontes GR I | As Pontes | Spain | EU | hard coal | Endesa | 1976 |  |  | no | no | conventional | open | operational | 368.9
ES-7-2 | ES-7 | As Pontes GR II | As Pontes | Spain | EU | hard coal | Endesa | 1976 |  |  | no | no | conventional | open | operational | 366.4
ES-7-3 | ES-7 | As Pontes GR III | As Pontes | Spain | EU | hard coal | Endesa | 1977 |  |  | no | no | conventional | open | operational | 366.2
ES-7-4 | ES-7 | As Pontes GR IV | As Pontes | Spain | EU | hard coal | Endesa | 1978 |  |  | no | no | conventional | open | operational | 367
ES-10-1 | ES-10 | Litoral GR I | Litoral | Spain | EU | hard coal | Endesa | 1984 |  |  | no | no | conventional | open | operational | 577
ES-10-2 | ES-10 | Litoral GR II | Litoral | Spain | EU | hard coal | Endesa | 1997 |  |  | no | no | conventional | open | operational | 582
ES-11-1 | ES-11 | Abono GRI | Abono | Spain | EU | hard coal | HC Energia | 1974 |  |  | no | no | conventional | open | operational | 360
ES-11-2 | ES-11 | Abono GRII | Abono | Spain | EU | hard coal | HC Energia | 1985 |  |  | no | no | conventional | open | operational | 556.2
ES-12-1 | ES-12 | Cercs1 | Cercs | Spain | EU | lignite | Uniper | 1971 | 2011 |  | no | no | conventional | retired or fuel switch | retired | 160
ES-13-1 | ES-13 | Escatron-5 | Escatron-5 | Spain | EU | lignite | Uniper | 1953 | 2006 |  | no | no | conventional | retired or fuel switch | retired | 80
ES-15-1 | ES-15 | Escucha 1 | Escucha | Spain | EU | lignite | Uniper | 1970 | 2012 |  | no | no | conventional | retired or fuel switch | retired | 160
ES-16-1 | ES-16 | Puente Nuevo GR I | Puente Nuevo | Spain | EU | lignite | Viesgo | 1966 | 2012 |  | no | no | conventional | retired or fuel switch | retired | 37.5
ES-16-2 | ES-16 | Puente Nuevo GR II | Puente Nuevo | Spain | EU | lignite | Viesgo | 1966 | 2012 |  | no | no | conventional | retired or fuel switch | retired | 37.5
ES-16-3 | ES-16 | Puente Nuevo GR III | Puente Nuevo | Spain | EU | hard coal | Viesgo | 1980 |  |  | no | no | conventional | open | operational | 323.5
ES-18-1 | ES-18 | Lada II | Lada | Spain | EU | hard coal | Iberdrola | 1951 | 2012 |  | no | no | conventional | retired or fuel switch | retired | 50
ES-18-2 | ES-18 | Lada III | Lada | Spain | EU | hard coal | Iberdrola | 1967 | 2012 |  | no | no | conventional | retired or fuel switch | retired | 155
ES-18-3 | ES-18 | Lada IV | Lada | Spain | EU | hard coal | Iberdrola | 1981 |  |  | no | no | conventional | open | operational | 358
ES-19-1 | ES-19 | La Robla GR I | La Robla | Spain | EU | hard coal | Naturgy | 1971 |  |  | no | no | conventional | open | operational | 284
ES-19-2 | ES-19 | La Robla GR II | La Robla | Spain | EU | hard coal | Naturgy | 1984 |  |  | no | no | conventional | open | operational | 370.7
ES-20-1 | ES-20 | Los Barrios 1 | Los Barrios | Spain | EU | hard coal | Viesgo | 1985 |  |  | no | no | conventional | open | operational | 588.98
ES-22-1 | ES-22 | Meirama 1 | Meirama | Spain | EU | hard coal | Naturgy | 1980 |  |  | no | no | conventional | open | operational | 580.46
ES-23-1 | ES-23 | Soto de Ribera I | Soto de Ribera | Spain | EU | hard coal | HC Energia | 1962 | 2008 |  | no | no | conventional | retired or fuel switch | retired | 67.58
ES-23-2 | ES-23 | Soto de Ribera II | Soto de Ribera | Spain | EU | hard coal | HC Energia | 1967 | 2015 |  | no | no | conventional | retired or fuel switch | retired | 254
ES-23-3 | ES-23 | Soto de Ribera III | Soto de Ribera | Spain | EU | hard coal | HC Energia | 1984 |  |  | no | no | conventional | open | operational | 350
ES-24-1 | ES-24 | Pasajes | Pasajes | Spain | EU | hard coal | Iberdrola | 1968 | 2012 |  | no | no | conventional | retired or fuel switch | retired | 214
ES-25-1 | ES-25 | Anllares 1 | Anllares | Spain | EU | hard coal | Naturgy | 1982 |  |  | no | no | conventional | open | operational | 365.2
ES-27-1 | ES-27 | Compostilla II GRI | Compostilla II | Spain | EU | lignite | Endesa | 1961 | 2012 |  | no | no | conventional | retired or fuel switch | retired | 141
ES-27-2 | ES-27 | Compostilla II GRII | Compostilla II | Spain | EU | hard coal | Endesa | 1966 | 2016 |  | no | no | conventional | retired or fuel switch | retired | 147.9
ES-27-3 | ES-27 | Compostilla II GR III | Compostilla II | Spain | EU | hard coal | Endesa | 1972 |  |  | no | no | conventional | open | operational | 337.2
ES-27-4 | ES-27 | Compostilla II GR IV | Compostilla II | Spain | EU | hard coal | Endesa | 1981 |  |  | no | no | conventional | open | operational | 358.6
ES-27-5 | ES-27 | Compostilla II GR V | Compostilla II | Spain | EU | hard coal | Endesa | 1985 |  |  | no | no | conventional | open | operational | 355.9
ES-28-1 | ES-28 | Puertollano | Puertollano | Spain | EU | hard coal | Uniper | 1972 | 2013 |  | no | no | conventional | retired or fuel switch | retired | 590
ES-30-1 | ES-30 | Bahia de Algeciras 1 | Bahia de Algeciras | Spain | EU | hard coal | Uniper | 1970 | 2007 |  | no | no | conventional | retired or fuel switch | retired | 220
ES-30-2 | ES-30 | Bahia de Algeciras 2 | Bahia de Algeciras | Spain | EU | hard coal | Uniper | 1975 | 2007 |  | no | no | conventional | retired or fuel switch | retired | 533
ES-31-1 | ES-31 | Narcea GR I | Narcea | Spain | EU | hard coal | Naturgy | 1965 | 2016 |  | no | no | conventional | retired or fuel switch | retired | 65
ES-31-2 | ES-31 | Narcea GR II | Narcea | Spain | EU | hard coal | Naturgy | 1969 |  |  | no | no | conventional | open | operational | 166.4
ES-31-3 | ES-31 | Narcea GR III | Narcea | Spain | EU | hard coal | Naturgy | 1984 |  |  | no | no | conventional | open | operational | 364.1
ES-33-1 | ES-33 | Velilla I | Velilla | Spain | EU | hard coal | Iberdrola | 1964 |  |  | no | no | conventional | open | operational | 154.94
ES-33-2 | ES-33 | Velilla II | Velilla | Spain | EU | hard coal | Iberdrola | 1986 |  |  | no | no | conventional | open | operational | 360.7
FI-2-1 | FI-2 | Suomenoja 1 | Suomenoja | Finland | EU | hard coal | Fortum | 1977 |  |  | no | 2030 | CHP | open | operational | 90
FI-2-2 | FI-2 | Suomenoja 2 | Suomenoja | Finland | EU | hard coal | Fortum | 1986 |  |  | no | 2030 | conventional | open | operational | 80
FI-5-1 | FI-5 | Hanasaari B 1 | Hanasaari B | Finland | EU | hard coal | Helen | 1974 | 2024 |  | yes | no | CHP | open | operational | 114
FI-5-2 | FI-5 | Hanasaari B 2 | Hanasaari B | Finland | EU | hard coal | Helen | 1977 | 2024 |  | yes | no | CHP | open | operational | 114
FI-6-1 | FI-6 | Salmisaari B1 | Salmissari | Finland | EU | hard coal | Helen | 1984 |  |  | no | 2030 | CHP | open | operational | 177.1739
FI-7-1 | FI-7 | Inkoo 1 | Inkoo | Finland | EU | hard coal | Fortum | 1975 | 2014 |  | no | no | conventional | retired or fuel switch | retired | 250
FI-7-2 | FI-7 | Inkoo 2 | Inkoo | Finland | EU | hard coal | Fortum | 1975 | 2014 |  | no | no | conventional | retired or fuel switch | retired | 250
FI-7-3 | FI-7 | Inkoo 3 | Inkoo | Finland | EU | hard coal | Fortum | 1978 | 2014 |  | no | no | conventional | retired or fuel switch | retired | 250
FI-7-4 | FI-7 | Inkoo 4 | Inkoo | Finland | EU | hard coal | Fortum | 1978 | 2014 |  | no | no | conventional | retired or fuel switch | retired | 250
FI-13-1 | FI-13 | Mussalo 1 | Mussalo | Finland | EU | hard coal | PVO | 1966 | 2013 |  | no | no | conventional | retired or fuel switch | retired | 80
FI-14-1 | FI-14 | Kristiina 2 | Kristiina | Finland | EU | hard coal | PVO | 1983 | 2017 | 2017-02-20 | no | no | conventional | retired or fuel switch | retired | 242
FI-16-1 | FI-16 | Kymijarvi 1 | Kymijarvi | Finland | EU | hard coal | Lahti Energia | 1982 | 2019 |  | yes | no | CHP | open | operational | 211.9565
FI-19-1 | FI-19 | Naantali-1 1 | Naantali-1 | Finland | EU | hard coal | Fortum | 1960 |  |  | no | 2030 | CHP | open | operational | 116
FI-19-2 | FI-19 | Naantali-1 2 | Naantali-1 | Finland | EU | hard coal | Fortum | 1964 |  |  | no | 2030 | CHP | open | operational | 125
FI-19-3 | FI-19 | Naantali-1 3 | Naantali-1 | Finland | EU | hard coal | Fortum | 1972 |  |  | no | 2030 | CHP | open | operational | 125
FI-21-1 | FI-21 | Meri-Pori 1 | Meri-Pori | Finland | EU | hard coal | Fortum | 1994 |  |  | no | 2030 | conventional | open | operational | 614.1304
FI-23-1 | FI-23 | Tahkoluoto (Pori) 1 | Tahkoluoto (Pori) | Finland | EU | hard coal | PVO | 1976 | 2017 | 2017-02-20 | no | no | conventional | retired or fuel switch | retired | 225
FI-25-1 | FI-25 | Rauma 1 | Rauma | Finland | EU | hard coal | UPM | 1989 | 2006 |  | no | no | CHP | retired or fuel switch | no longer coal | 77.7174
FI-29-1 | FI-29 | Vaskiluoto 2 | Vaskiluoto 2 | Finland | EU | hard coal | Vaskiluodon Voima Oy | 1981 |  |  | no | 2030 | CHP | open | operational | 250
FI-31-2 | FI-31 | Martinlaakso 2 | Martinlaakso | Finland | EU | hard coal | Vantaan Energia | 1980 |  |  | no | 2030 | CHP | open | operational | 80
FR-5-1 | FR-5 | Albi 1 | Albi | France | EU | hard coal | EDF | 1969 | 2006 |  | no | no | conventional | retired or fuel switch | retired | 250
FR-13-1 | FR-13 | Bouchain 2 | Bouchain | France | EU | hard coal | EDF | 1970 | 2015 |  | no | no | conventional | retired or fuel switch | retired | 250
FR-22-2 | FR-22 | Cordemais 4 | Cordemais | France | EU | hard coal | EDF | 1983 |  |  | no | 2021 | conventional | open | operational | 630.4348
FR-22-3 | FR-22 | Cordemais 5 | Cordemais | France | EU | hard coal | EDF | 1984 |  |  | no | 2021 | conventional | open | operational | 630.4348
FR-41-1 | FR-41 | Hornaign 3 | Hornaing | France | EU | hard coal | Uniper | 1970 | 2013 |  | no | no | conventional | retired or fuel switch | retired | 235
FR-43-1 | FR-43 | Le Havre II 1 | Le Havre II | France | EU | hard coal | EDF | 1964 | 2013 |  | no | no | conventional | retired or fuel switch | retired | 250
FR-43-2 | FR-43 | Le Havre II 2 | Le Havre II | France | EU | hard coal | EDF | 1969 | 2013 |  | no | no | conventional | retired or fuel switch | retired | 600
FR-43-3 | FR-43 | Le Havre II 4 | Le Havre II | France | EU | hard coal | EDF | 1983 |  |  | no | 2021 | conventional | open | operational | 630.4348
FR-49-1 | FR-49 | Chambiere 3R | Chambiere | France | EU | hard coal | UEM | 1997 |  |  | no | 2021 | CHP | open | operational | 15
FR-49-2 | FR-49 | Chambiere 5 | Chambiere | France | EU | hard coal | UEM | 1984 |  |  | no | 2021 | CHP | open | operational | 24
FR-50-5 | FR-50 | Provence 4 | Provence | France | EU | hard coal | Uniper | 1995 | 2015 |  | no | no | conventional | retired or fuel switch | no longer coal | 250
FR-50-6 | FR-50 | Provence 5 | Provence | France | EU | hard coal | Uniper | 1984 |  |  | no | 2021 | conventional | open | operational | 625
FR-53-1 | FR-53 | Lucy-III 1 | Lucy-III | France | EU | hard coal | Uniper | 1971 | 2015 |  | no | no | conventional | retired or fuel switch | retired | 266.3043
FR-61-2 | FR-61 | Blenod 2 | Blenod | France | EU | hard coal | EDF | 1966 | 2013 |  | no | no | conventional | retired or fuel switch | retired | 250
FR-61-3 | FR-61 | Blenod 3 | Blenod | France | EU | hard coal | EDF | 1963 | 2014 |  | no | no | conventional | retired or fuel switch | retired | 250
FR-61-4 | FR-61 | Blenod 4 | Blenod | France | EU | hard coal | EDF | 1963 | 2013 |  | no | no | conventional | retired or fuel switch | retired | 250
FR-67-5 | FR-67 | Emile-Huchet 4 A | Emile-Houchet | France | EU | hard coal | Uniper | 1958 | 2015 |  | no | no | conventional | retired or fuel switch | retired | 125
FR-67-6 | FR-67 | Emile-Huchet 5 | Emile-Houchet | France | EU | hard coal | Uniper | 1972 | 2015 |  | no | no | conventional | retired or fuel switch | retired | 330
FR-67-7 | FR-67 | Emile-Huchet 6 | Emile-Houchet | France | EU | hard coal | Uniper | 1981 |  |  | no | 2021 | conventional | open | operational | 646.7391
FR-78-3 | FR-78 | Vitry 3 | Vitry | France | EU | hard coal | EDF | 1970 | 2015 |  | no | no | conventional | retired or fuel switch | retired | 270
FR-78-4 | FR-78 | Vitry 4 | Vitry | France | EU | hard coal | EDF | 1971 | 2015 |  | no | no | conventional | retired or fuel switch | retired | 270
FR-82-1 | FR-82 | La Maxe 1 | La Maxe | France | EU | hard coal | EDF | 1971 | 2015 |  | no | no | conventional | retired or fuel switch | retired | 250
FR-82-2 | FR-82 | La Maxe 2 | La Maxe | France | EU | hard coal | EDF | 1971 | 2015 |  | no | no | conventional | retired or fuel switch | retired | 250
FR-84-1 | FR-84 | La Poterne | La Poterne | France | EU | hard coal | City of Grenoble, Dalkia | 1960 | 2015 |  | no | no | CHP | retired or fuel switch | no longer coal | 63
FR-87-1 | FR-87 | Le Moule Caraibe | Le Moule Caraibe | France | EU | hard coal | Albioma | 2011 |  |  | no | no | conventional | open | operational | 38
HR-1-1 | HR-1 | Plomin 2 | Plomin | Croatia | EU | hard coal | HEP d.d. | 2000 |  |  | no | no | conventional | open | operational | 210
HR-1-2 | HR-1 | Plomin 1 | Plomin | Croatia | EU | hard coal | HEP d.d. | 1969 | 2017 | 2013-05-15 | yes | no | conventional | open | deactivated | 125
HU-5-1 | HU-5 | Borsod 1 | Borsod | Hungary | EU | hard coal | AES | 1951 | 2011 |  | no | no | CHP | retired or fuel switch | retired | 30
HU-5-2 | HU-5 | Borsod 2 | Borsod | Hungary | EU | hard coal | AES | 1951 | 2011 |  | no | no | CHP | retired or fuel switch | retired | 30
HU-5-3 | HU-5 | Borsod 3 | Borsod | Hungary | EU | hard coal | AES | 1951 | 2011 |  | no | no | CHP | retired or fuel switch | retired | 30
HU-5-6 | HU-5 | Borsod 6 | Borsod | Hungary | EU | hard coal | AES | 1968 | 2008 |  | no | no | CHP | retired or fuel switch | retired | 12.5
HU-5-7 | HU-5 | Borsod 5 | Borsod | Hungary | EU | hard coal | AES | 1968 | 2008 |  | no | no | CHP | retired or fuel switch | retired | 21
HU-5-9 | HU-5 | Borsod 8 | Borsod | Hungary | EU | hard coal | AES | 1968 | 2008 |  | no | no | CHP | retired or fuel switch | retired | 10
HU-8-1 | HU-8 | Oroszlany 1 | Oroszlany | Hungary | EU | hard coal | MVM | 1961 |  |  | no | no | conventional | open | standby | 55
HU-8-2 | HU-8 | Oroszlany 2 | Oroszlany | Hungary | EU | hard coal | MVM | 1961 |  |  | no | no | conventional | open | standby | 65
HU-8-3 | HU-8 | Oroszlany 3 | Oroszlany | Hungary | EU | hard coal | MVM | 1961 |  |  | no | no | conventional | open | standby | 65
HU-8-4 | HU-8 | Oroszlany 4 | Oroszlany | Hungary | EU | hard coal | MVM | 1961 |  |  | no | no | conventional | open | standby | 65
HU-9-5 | HU-9 | Pecs 5 | Pecs | Hungary | EU | hard coal | Veolia | 1966 | 2012 |  | no | no | conventional | retired or fuel switch | retired | 60
HU-11-1 | HU-11 | Tiszapalkonya 1 | Tiszapalkonya | Hungary | EU | hard coal | AES | 1952 | 2012 |  | no | no | conventional | retired or fuel switch | retired | 50
HU-11-2 | HU-11 | Tiszapalkonya 2 | Tiszapalkonya | Hungary | EU | hard coal | AES | 1952 | 2011 |  | no | no | conventional | retired or fuel switch | retired | 50
HU-11-3 | HU-11 | Tiszapalkonya 3 | Tiszapalkonya | Hungary | EU | hard coal | AES | 1952 | 2011 |  | no | no | conventional | retired or fuel switch | retired | 55
HU-11-4 | HU-11 | Tiszapalkonya 4 | Tiszapalkonya | Hungary | EU | hard coal | AES | 1952 | 2011 |  | no | no | conventional | retired or fuel switch | retired | 55
HU-11-5 | HU-11 | Tiszapalkonya 5 | Tiszapalkonya | Hungary | EU | hard coal | AES | 1952 | 2011 |  | no | no | conventional | retired or fuel switch | retired | 55
HU-11-6 | HU-11 | Tiszapalkonya 6 | Tiszapalkonya | Hungary | EU | hard coal | AES | 1952 | 2011 |  | no | no | conventional | retired or fuel switch | retired | 13
HU-12-1 | HU-12 | Matra 1 | Matra | Hungary | EU | lignite | Opus Global | 1969 |  |  | no | no | conventional | open | operational | 100
HU-12-2 | HU-12 | Matra 2 | Matra | Hungary | EU | lignite | Opus Global | 1969 |  |  | no | no | conventional | open | operational | 100
HU-12-3 | HU-12 | Matra 3 | Matra | Hungary | EU | lignite | Opus Global | 1969 |  |  | no | no | conventional | open | operational | 220
HU-12-4 | HU-12 | Matra 4 | Matra | Hungary | EU | lignite | Opus Global | 1969 |  |  | no | no | conventional | open | operational | 232
HU-12-5 | HU-12 | Matra 5 | Matra | Hungary | EU | lignite | Opus Global | 1969 |  |  | no | no | conventional | open | operational | 232
IE-3-1 | IE-3 | Moneypoint 1 | Moneypoint | Ireland | EU | hard coal | ESB Group | 1985 |  |  | no | 2025 | conventional | open | operational | 305
IE-3-2 | IE-3 | Moneypoint 2 | Moneypoint | Ireland | EU | hard coal | ESB Group | 1986 |  |  | no | 2025 | conventional | open | operational | 305
IE-3-3 | IE-3 | Moneypoint 3 | Moneypoint | Ireland | EU | hard coal | ESB Group | 1987 |  |  | no | 2025 | conventional | open | operational | 305
IT-1-1 | IT-1 | Brescia 3 | Brescia | Italy | EU | hard coal | A2A | 1988 |  |  | no | 2025 | CHP | open | operational | 75
IT-2-1 | IT-2 | Brindisi Sud 1 | Brindisi Sud | Italy | EU | hard coal | Enel | 1991 |  |  | no | 2025 | conventional | open | operational | 660
IT-2-2 | IT-2 | Brindisi Sud 2 | Brindisi Sud | Italy | EU | hard coal | Enel | 1992 |  |  | no | 2025 | conventional | open | operational | 660
IT-2-3 | IT-2 | Brindisi Sud 3 | Brindisi Sud | Italy | EU | hard coal | Enel | 1992 |  |  | no | 2025 | conventional | open | operational | 660
IT-2-4 | IT-2 | Brindisi Sud 4 | Brindisi Sud | Italy | EU | hard coal | Enel | 1993 |  |  | no | 2025 | conventional | open | operational | 660
IT-3-3 | IT-3 | Brindisi Nord 3 | Brindisi Nord | Italy | EU | hard coal | A2A | 1979 |  |  | no | 2025 | conventional | open | standby | 320
IT-3-4 | IT-3 | Brindisi Nord 4 | Brindisi Nord | Italy | EU | hard coal | A2A | 1979 |  |  | no | 2025 | conventional | open | standby | 320
IT-7-1 | IT-7 | Torrevaldaliga Nord 2 | Torrevaldaliga Nord | Italy | EU | hard coal | Enel | 2010 |  |  | no | 2025 | conventional | open | operational | 660
IT-7-2 | IT-7 | Torrevaldaliga Nord 3 | Torrevaldaliga Nord | Italy | EU | hard coal | Enel | 2010 |  |  | no | 2025 | conventional | open | operational | 660
IT-7-3 | IT-7 | Torrevaldaliga Nord 4 | Torrevaldaliga Nord | Italy | EU | hard coal | Enel | 2009 |  |  | no | 2025 | conventional | open | operational | 660
IT-9-1 | IT-9 | Genova 3 | Genova | Italy | EU | hard coal | Enel | 1952 | 2014 |  | no | no | conventional | retired or fuel switch | retired | 70
IT-9-2 | IT-9 | Genova 4 | Genova | Italy | EU | hard coal | Enel | 1952 | 2014 |  | no | no | conventional | retired or fuel switch | retired | 70
IT-9-3 | IT-9 | Genova 6 | Genova | Italy | EU | hard coal | Enel | 1960 | 2017 | 2017-03-31 | no | no | conventional | retired or fuel switch | retired | 155
IT-10-1 | IT-10 | Bastardo 1 | Bastardo | Italy | EU | hard coal | Enel | 1989 |  |  | no | 2025 | conventional | open | operational | 75
IT-10-2 | IT-10 | Bastardo 2 | Bastardo | Italy | EU | hard coal | Enel | 1990 |  |  | no | 2025 | conventional | open | operational | 75
IT-11-1 | IT-11 | La Spezia 3 | La Spezia | Italy | EU | hard coal | Enel | 1967 |  |  | no | 2025 | conventional | open | operational | 600
IT-13-1 | IT-13 | Monfalcone 1 | Monfalcone | Italy | EU | hard coal | A2A | 1965 |  |  | no | 2025 | conventional | open | operational | 165
IT-13-2 | IT-13 | Monfalcone 2 | Monfalcone | Italy | EU | hard coal | A2A | 1970 |  |  | no | 2025 | conventional | open | operational | 171
IT-19-1 | IT-19 | Fiume Santo 3 | Fiume Santo | Italy | EU | hard coal | EPH | 1992 |  |  | no | 2025 | conventional | open | operational | 320
IT-19-2 | IT-19 | Fiume Santo 4 | Fiume Santo | Italy | EU | hard coal | EPH | 1993 |  |  | no | 2025 | conventional | open | operational | 320
IT-20-3 | IT-20 | Sulcis 2 | Sulcis | Italy | EU | hard coal | Enel | 2005 |  |  | no | 2025 | conventional | open | operational | 350
IT-20-4 | IT-20 | Sulcis 3 | Sulcis | Italy | EU | hard coal | Enel | 1986 |  |  | no | 2025 | conventional | open | operational | 240
IT-23-3 | IT-23 | Vado Ligure VL3 | Vado Ligure | Italy | EU | hard coal | Engie | 1971 | 2016 | 2016-06-06 | no | no | conventional | retired or fuel switch | retired | 330
IT-23-4 | IT-23 | Vado Ligure VL4 | Vado Ligure | Italy | EU | hard coal | Engie | 1971 | 2016 | 2016-06-06 | no | no | conventional | retired or fuel switch | retired | 330
IT-24-1 | IT-24 | Fusina GR1 | Fusina | Italy | EU | hard coal | Enel | 1964 |  |  | no | 2025 | conventional | open | operational | 165
IT-24-2 | IT-24 | Fusina GR2 | Fusina | Italy | EU | hard coal | Enel | 1969 |  |  | no | 2025 | conventional | open | operational | 171
IT-24-3 | IT-24 | Fusina GR3 | Fusina | Italy | EU | hard coal | Enel | 1974 |  |  | no | 2025 | conventional | open | operational | 320
IT-24-4 | IT-24 | Fusina GR4 | Fusina | Italy | EU | hard coal | Enel | 1974 |  |  | no | 2025 | conventional | open | operational | 320
IT-26-1 | IT-26 | Marghera 1 | Marghera | Italy | EU | hard coal | Enel | 1952 | 2015 |  | no | no | conventional | retired or fuel switch | retired | 70
IT-26-2 | IT-26 | Marghera 2 | Marghera | Italy | EU | hard coal | Enel | 1956 | 2015 |  | no | no | conventional | retired or fuel switch | retired | 70
KS-1-1 | KS-1 | Kosovo A1 | Kosovo A | Kosovo | Western Balkans | lignite | KEK | 1962 | 2006 |  | no | no | CHP | retired or fuel switch | retired | 65
KS-1-2 | KS-1 | Kosovo A2 | Kosovo A | Kosovo | Western Balkans | lignite | KEK | 1965 | 2010 |  | no | no | CHP | retired or fuel switch | retired | 125
KS-1-3 | KS-1 | Kosovo A3 | Kosovo A | Kosovo | Western Balkans | lignite | KEK | 1970 |  |  | no | no | conventional | open | operational | 200
KS-1-4 | KS-1 | Kosovo A4 | Kosovo A | Kosovo | Western Balkans | lignite | KEK | 1971 |  |  | no | no | conventional | open | operational | 200
KS-1-5 | KS-1 | Kosovo A5 | Kosovo A | Kosovo | Western Balkans | lignite | KEK | 1975 |  |  | no | no | conventional | open | operational | 210
KS-2-1 | KS-2 | Kosovo B1 | Kosovo B | Kosovo | Western Balkans | lignite | KEK | 1983 |  |  | no | no | conventional | open | operational | 339
KS-2-2 | KS-2 | Kosovo B2 | Kosovo B | Kosovo | Western Balkans | lignite | KEK | 1984 |  |  | no | no | conventional | open | operational | 339
ME-1-1 | ME-1 | Pljevlja | Pljevlja | Montenegro | Western Balkans | lignite | state and A2A | 1982 |  |  | no | no | conventional | open | operational | 225
MK-1-1 | MK-1 | Bitola 1 | Bitola | Macedonia, Former Yugoslav Republic of | Western Balkans | lignite | JSC ELEM Skopje | 1982 |  |  | no | no | conventional | open | operational | 225
MK-1-2 | MK-1 | Bitola 2 | Bitola | Macedonia, Former Yugoslav Republic of | Western Balkans | lignite | JSC ELEM Skopje | 1984 |  |  | no | no | conventional | open | operational | 225
MK-1-3 | MK-1 | Bitola 3 | Bitola | Macedonia, Former Yugoslav Republic of | Western Balkans | lignite | JSC ELEM Skopje | 1988 |  |  | no | no | conventional | open | operational | 225
MK-2-1 | MK-2 | Oslomej | Oslomej | Macedonia, Former Yugoslav Republic of | Western Balkans | lignite | JSC ELEM Skopje | 1980 |  |  | no | no | conventional | open | standby | 125
NL-1-1 | NL-1 | Hemweg 8 | Hemweg | Netherlands | EU | hard coal | Vattenfall | 1995 |  |  | no | 2029 | conventional | open | operational | 684.7826
NL-2-1 | NL-2 | Borssele 12 | Borssele 12 | Netherlands | EU | hard coal | Delta N.V., RWE | 1988 | 2015 |  | no | no | conventional | retired or fuel switch | retired | 441.3043
NL-4-5 | NL-4 | Amer 9 | Amer | Netherlands | EU | hard coal | RWE | 1994 |  |  | no | 2029 | conventional | open | operational | 652.1739
NL-4-6 | NL-4 | Amer 8 | Amer | Netherlands | EU | hard coal | RWE | 1981 | 2015 |  | no | no | conventional | retired or fuel switch | retired | 701.087
NL-6-1 | NL-6 | Maasvlakte 1 | Maasvlakte | Netherlands | EU | hard coal | Uniper | 1988 | 2017 | 2013-09-01 | no | no | conventional | retired or fuel switch | retired | 603.2609
NL-6-2 | NL-6 | Maasvlakte 2 | Maasvlakte | Netherlands | EU | hard coal | Uniper | 1987 | 2017 | 2013-09-01 | no | no | conventional | retired or fuel switch | retired | 603.2609
NL-7-3 | NL-7 | Gelderland 13 | Gelderland 13 | Netherlands | EU | hard coal | Engie | 1982 | 2015 |  | no | no | conventional | retired or fuel switch | retired | 632
NL-10-1 | NL-10 | Maasvlakte 3 | Maasvlakte 3 | Netherlands | EU | hard coal | Uniper | 2016 |  |  | no | 2029 | conventional | open | operational | 1195.6522
NL-11-1 | NL-11 | Maasvlakte Engie | Maasvlakte Engie | Netherlands | EU | hard coal | Engie | 2015 |  |  | no | 2029 | conventional | open | operational | 869.5652
NL-12-1 | NL-12 | Eemshaven 1 | Eemshaven | Netherlands | EU | hard coal | RWE | 2015 |  |  | no | 2029 | conventional | open | operational | 869.5652
NL-12-2 | NL-12 | Eemshaven 2 | Eemshaven | Netherlands | EU | hard coal | RWE | 2015 |  |  | no | 2029 | conventional | open | operational | 869.5652
PL-4-1 | PL-4 | Bedzin | Bedzin | Poland | EU | hard coal | EC Będzin SA | 1975 |  |  | no | no | CHP | open | operational | 81.5
PL-5-1 | PL-5 | Lagisza B1 | Lagisza | Poland | EU | hard coal | Tauron | 1963 | 2013 |  | no | no | conventional | retired or fuel switch | retired | 120
PL-5-2 | PL-5 | Lagisza B2 | Lagisza | Poland | EU | hard coal | Tauron | 1963 | 2013 |  | no | no | conventional | retired or fuel switch | retired | 120
PL-5-4 | PL-5 | Lagisza B4 | Lagisza | Poland | EU | hard coal | Tauron | 1966 | 2009 |  | no | no | conventional | retired or fuel switch | retired | 120
PL-5-5 | PL-5 | Lagisza B5 | Lagisza | Poland | EU | hard coal | Tauron | 1966 | 2016 |  | no | no | conventional | retired or fuel switch | retired | 120
PL-5-6 | PL-5 | Lagisza B6 | Lagisza | Poland | EU | hard coal | Tauron | 1966 |  |  | no | no | conventional | open | operational | 120
PL-5-7 | PL-5 | Lagisza B7 | Lagisza | Poland | EU | hard coal | Tauron | 1966 |  |  | no | no | conventional | open | operational | 120
PL-5-8 | PL-5 | Lagisza B10 | Lagisza | Poland | EU | hard coal | Tauron | 2009 |  |  | no | no | conventional | open | operational | 460
PL-6-1 | PL-6 | Belchatow B1 | Belchatow | Poland | EU | lignite | PGE | 1981 | 2019 | 2018-03-28 | yes | no | conventional | open | operational | 370
PL-6-2 | PL-6 | Belchatow B2 | Belchatow | Poland | EU | lignite | PGE | 1983 |  |  | no | no | conventional | open | operational | 358
PL-6-3 | PL-6 | Belchatow B3 | Belchatow | Poland | EU | lignite | PGE | 1983 |  |  | no | no | conventional | open | operational | 380
PL-6-4 | PL-6 | Belchatow B4 | Belchatow | Poland | EU | lignite | PGE | 1984 |  |  | no | no | conventional | open | operational | 380
PL-6-5 | PL-6 | Belchatow B5 | Belchatow | Poland | EU | lignite | PGE | 1984 |  |  | no | no | conventional | open | operational | 380
PL-6-6 | PL-6 | Belchatow B6 | Belchatow | Poland | EU | lignite | PGE | 1985 |  |  | no | no | conventional | open | operational | 394
PL-6-7 | PL-6 | Belchatow B7 | Belchatow | Poland | EU | lignite | PGE | 1985 |  |  | no | no | conventional | open | operational | 390
PL-6-8 | PL-6 | Belchatow B8 | Belchatow | Poland | EU | lignite | PGE | 1986 |  |  | no | no | conventional | open | operational | 390
PL-6-9 | PL-6 | Belchatow B9 | Belchatow | Poland | EU | lignite | PGE | 1986 |  |  | no | no | conventional | open | operational | 370
PL-6-10 | PL-6 | Belchatow B10 | Belchatow | Poland | EU | lignite | PGE | 1987 |  |  | no | no | conventional | open | operational | 370
PL-6-11 | PL-6 | Belchatow B11 | Belchatow | Poland | EU | lignite | PGE | 1988 |  |  | no | no | conventional | open | operational | 390
PL-6-12 | PL-6 | Belchatow B12 | Belchatow | Poland | EU | lignite | PGE | 1988 |  |  | no | no | conventional | open | operational | 370
PL-6-13 | PL-6 | Belchatow II B14 | Belchatow | Poland | EU | lignite | PGE | 2011 |  |  | no | no | conventional | open | operational | 858
PL-8-1 | PL-8 | Bialystok B1 | Bialystok | Poland | EU | hard coal | ENEA | 1978 | 2012 |  | no | no | CHP | retired or fuel switch | no longer coal | 65
PL-8-2 | PL-8 | Bialystok B2 | Bialystok | Poland | EU | hard coal | ENEA | 1981 |  |  | no | no | CHP | open | operational | 55
PL-8-3 | PL-8 | Bialystok B3 | Bialystok | Poland | EU | hard coal | ENEA | 1991 |  |  | no | no | CHP | open | operational | 55
PL-11-1 | PL-11 | Bielsko - Biala - 1 | Bielsko-Biala | Poland | EU | hard coal | Tauron | 1960 | 2015 |  | no | no | CHP | retired or fuel switch | retired | 60.6
PL-11-2 | PL-11 | Bielsko - Biala - 2 | Bielsko-Biala | Poland | EU | hard coal | Tauron | 2013 |  |  | no | no | CHP | open | operational | 50
PL-11-6 | PL-11 | Bielsko-Polnoc | Bielsko-Biala | Poland | EU | hard coal | Tauron | 1997 |  |  | no | no | CHP | open | operational | 55
PL-13-1 | PL-13 | Turow B1 | Turow | Poland | EU | lignite | PGE | 1998 |  |  | no | no | conventional | open | operational | 235
PL-13-2 | PL-13 | Turow B2 | Turow | Poland | EU | lignite | PGE | 1998 |  |  | no | no | conventional | open | operational | 235
PL-13-3 | PL-13 | Turow B3 | Turow | Poland | EU | lignite | PGE | 2000 |  |  | no | no | conventional | open | operational | 235
PL-13-4 | PL-13 | Turow B4 | Turow | Poland | EU | lignite | PGE | 1963 |  |  | no | no | conventional | open | operational | 261
PL-13-5 | PL-13 | Turow B5 | Turow | Poland | EU | lignite | PGE | 1964 |  |  | no | no | conventional | open | operational | 261
PL-13-6 | PL-13 | Turow B6 | Turow | Poland | EU | lignite | PGE | 1964 |  |  | no | no | conventional | open | operational | 261
PL-13-8 | PL-13 | Turow B8 | Turow | Poland | EU | lignite | PGE | 1970 | 2010 |  | no | no | conventional | retired or fuel switch | retired | 200
PL-13-9 | PL-13 | Turow B9 | Turow | Poland | EU | lignite | PGE | 1971 | 2012 |  | no | no | conventional | retired or fuel switch | retired | 200
PL-13-10 | PL-13 | Turow B10 | Turow | Poland | EU | lignite | PGE | 1971 | 2013 |  | no | no | conventional | retired or fuel switch | retired | 206
PL-13-11 | PL-13 | Turow B11 | Turow | Poland | EU | lignite | PGE | 2019 |  |  | no | no |  | Construction | construction | 460
PL-16-1 | PL-16 | Opole B1 | Opole | Poland | EU | hard coal | PGE | 1993 | 2020 | 2018-03-28 | yes | no | conventional | open | operational | 386
PL-16-2 | PL-16 | Opole B2 | Opole | Poland | EU | hard coal | PGE | 1994 | 2020 | 2018-03-28 | yes | no | conventional | open | operational | 383
PL-16-3 | PL-16 | Opole B3 | Opole | Poland | EU | hard coal | PGE | 1996 |  |  | no | no | conventional | open | operational | 383
PL-16-4 | PL-16 | Opole B4 | Opole | Poland | EU | hard coal | PGE | 1997 |  |  | no | no | conventional | open | operational | 380
PL-16-5 | PL-16 | Opole B5 | Opole | Poland | EU | hard coal | PGE | 2018 |  |  | no | no |  | Construction | construction | 900
PL-16-6 | PL-16 | Opole B6 | Opole | Poland | EU | hard coal | PGE | 2019 |  |  | no | no |  | Construction | construction | 900
PL-18-1 | PL-18 | Bydgoszcz II 1 | Bydgoszcz II | Poland | EU | hard coal | PGE | 1971 |  |  | no | no | CHP | open | operational | 55
PL-18-2 | PL-18 | Bydgoszcz II 3 | Bydgoszcz II | Poland | EU | hard coal | PGE | 1971 |  |  | no | no | CHP | open | operational | 32
PL-18-3 | PL-18 | Bydgoszcz II 2 | Bydgoszcz II | Poland | EU | hard coal | PGE | 1976 |  |  | no | no | CHP | open | operational | 55
PL-18-4 | PL-18 | Bydgoszcz II 5 | Bydgoszcz II | Poland | EU | hard coal | PGE | 1984 | 2015 |  | no | no | CHP | retired or fuel switch | retired | 35
PL-18-5 | PL-18 | Bydgoszcz II 4 | Bydgoszcz II | Poland | EU | hard coal | PGE | 1971 |  |  | no | no | CHP | open | operational | 50
PL-20-1 | PL-20 | Miechowice 1 | Miechowice | Poland | EU | hard coal | Fortum | 1955 |  |  | no | no | CHP | open | operational | 55
PL-20-2 | PL-20 | Miechowice 2 | Miechowice | Poland | EU | hard coal | Fortum | 1955 |  |  | no | no | CHP | open | operational | 55
PL-20-3 | PL-20 | Miechowice 3 | Miechowice | Poland | EU | hard coal | Fortum | 1998 |  |  | no | no | CHP | open | operational | 15
PL-23-1 | PL-23 | Chorzow 2 B1 | Chorzow 2 | Poland | EU | hard coal | CEZ | 2003 |  |  | no | no | CHP | open | operational | 113
PL-23-2 | PL-23 | Chorzow 2 B2 | Chorzow 2 | Poland | EU | hard coal | CEZ | 2003 |  |  | no | no | CHP | open | operational | 113
PL-33-1 | PL-33 | Czestochowa | Czestochowa | Poland | EU | hard coal | Fortum | 2010 |  |  | no | no | CHP | open | operational | 64
PL-40-1 | PL-40 | Elblag 1 | Elblag | Poland | EU | hard coal | ENERGA | 1955 |  |  | no | no | CHP | open | operational | 25
PL-40-2 | PL-40 | Elblag 2 | Elblag | Poland | EU | hard coal | ENERGA | 1956 |  |  | no | no | CHP | open | operational | 25
PL-40-3 | PL-40 | Elblag 3 | Elblag | Poland | EU | hard coal | ENERGA | 1957 |  |  | no | no | CHP | open | operational | 12
PL-43-1 | PL-43 | Gdansk 2 B1 | Gdansk 2 | Poland | EU | hard coal | PGE | 1971 | 2013 |  | no | no | CHP | retired or fuel switch | retired | 19.2
PL-43-2 | PL-43 | Gdansk 2 B2 | Gdansk 2 | Poland | EU | hard coal | PGE | 1973 |  |  | no | no | CHP | open | operational | 52.8
PL-43-3 | PL-43 | Gdansk 2 B3 | Gdansk 2 | Poland | EU | hard coal | PGE | 1978 |  |  | no | no | CHP | open | operational | 54
PL-43-4 | PL-43 | Gdansk 2 B4 | Gdansk 2 | Poland | EU | hard coal | PGE | 1984 |  |  | no | no | CHP | open | operational | 57.5
PL-43-5 | PL-43 | Gdansk 2 B5 | Gdansk 2 | Poland | EU | hard coal | PGE | 1994 |  |  | no | no | CHP | open | operational | 53
PL-46-1 | PL-46 | Gdynia 3 - 1 | Gdynia | Poland | EU | hard coal | PGE | 1980 |  |  | no | no | CHP | open | operational | 52.6
PL-46-2 | PL-46 | Gdynia 3 - 2 | Gdynia | Poland | EU | hard coal | PGE | 1990 |  |  | no | no | CHP | open | operational | 52.6
PL-69-1 | PL-69 | Jaworzno 2 B2 | Jaworzno 2 | Poland | EU | hard coal | Tauron | 1998 |  |  | no | no | CHP | open | operational | 60
PL-69-2 | PL-69 | Jaworzno 2 B3 | Jaworzno 2 | Poland | EU | hard coal | Tauron | 1998 |  |  | no | no | CHP | open | operational | 70
PL-69-3 | PL-69 | Jaworzno 2 B4 | Jaworzno 2 | Poland | EU | hard coal | Tauron | 1998 |  |  | no | no | CHP | open | operational | 70
PL-70-1 | PL-70 | Jaworzno 3 B1 | Jaworzno 3 | Poland | EU | hard coal | Tauron | 1977 |  |  | no | no | conventional | open | operational | 225
PL-70-2 | PL-70 | Jaworzno 3 B2 | Jaworzno 3 | Poland | EU | hard coal | Tauron | 1977 |  |  | no | no | conventional | open | operational | 225
PL-70-3 | PL-70 | Jaworzno 3 B3 | Jaworzno 3 | Poland | EU | hard coal | Tauron | 1977 |  |  | no | no | conventional | open | operational | 225
PL-70-4 | PL-70 | Jaworzno 3 B4 | Jaworzno 3 | Poland | EU | hard coal | Tauron | 1977 |  |  | no | no | conventional | open | operational | 225
PL-70-5 | PL-70 | Jaworzno 3 B5 | Jaworzno 3 | Poland | EU | hard coal | Tauron | 1977 |  |  | no | no | conventional | open | operational | 220
PL-70-6 | PL-70 | Jaworzno 3 B6 | Jaworzno 3 | Poland | EU | hard coal | Tauron | 1979 |  |  | no | no | conventional | open | operational | 225
PL-70-7 | PL-70 | Jaworzno 3 B7 | Jaworzno 3 | Poland | EU | hard coal | Tauron | 2019 |  |  | no | no |  | Construction | construction | 910
PL-76-1 | PL-76 | Katowice B1 | Katowice | Poland | EU | hard coal | Tauron | 1999 |  |  | no | no | conventional | open | operational | 135
PL-80-3 | PL-80 | Blachownia 1 | Blachownia | Poland | EU | hard coal | Tauron | 1957 | 2014 |  | no | no | conventional | retired or fuel switch | retired | 165
PL-90-1 | PL-90 | Patnow I B1 | Patnow I | Poland | EU | lignite | ZEPAK | 1967 |  |  | no | no | conventional | open | operational | 200
PL-90-2 | PL-90 | Patnow I B2 | Patnow I | Poland | EU | lignite | ZEPAK | 1967 |  |  | no | no | conventional | open | operational | 200
PL-90-3 | PL-90 | Patnow I B3 | Patnow I | Poland | EU | lignite | ZEPAK | 1968 |  |  | no | no | conventional | open | operational | 200
PL-90-4 | PL-90 | Patnow I B4 | Patnow I | Poland | EU | lignite | ZEPAK | 1968 |  |  | no | no | conventional | open | operational | 200
PL-90-5 | PL-90 | Patnow I B5 | Patnow I | Poland | EU | lignite | ZEPAK | 1969 |  |  | no | no | conventional | open | operational | 200
PL-90-6 | PL-90 | Patnow I B6 | Patnow I | Poland | EU | lignite | ZEPAK | 1969 |  |  | no | no | conventional | open | operational | 200
PL-91-1 | PL-91 | Konin B1 | Konin | Poland | EU | lignite | ZEPAK | 1964 |  |  | no | no | conventional | open | operational | 28
PL-91-2 | PL-91 | Konin B2 | Konin | Poland | EU | lignite | ZEPAK | 1958 |  |  | no | no | conventional | open | operational | 50
PL-91-4 | PL-91 | Konin B3 | Konin | Poland | EU | lignite | ZEPAK | 1958 |  |  | no | no | conventional | open | operational | 65
PL-91-5 | PL-91 | Konin B4 | Konin | Poland | EU | lignite | ZEPAK | 1961 |  |  | no | no | conventional | open | operational | 50
PL-96-1 | PL-96 | Kozienice B1 | Kozienice | Poland | EU | hard coal | Enea | 1972 |  |  | no | no | conventional | open | operational | 215
PL-96-2 | PL-96 | Kozienice B2 | Kozienice | Poland | EU | hard coal | Enea | 1973 |  |  | no | no | conventional | open | operational | 225
PL-96-3 | PL-96 | Kozienice B3 | Kozienice | Poland | EU | hard coal | Enea | 1973 |  |  | no | no | conventional | open | operational | 225
PL-96-4 | PL-96 | Kozienice B4 | Kozienice | Poland | EU | hard coal | Enea | 1973 |  |  | no | no | conventional | open | operational | 228
PL-96-5 | PL-96 | Kozienice B5 | Kozienice | Poland | EU | hard coal | Enea | 1973 |  |  | no | no | conventional | open | operational | 225
PL-96-6 | PL-96 | Kozienice B6 | Kozienice | Poland | EU | hard coal | Enea | 1974 |  |  | no | no | conventional | open | operational | 228
PL-96-7 | PL-96 | Kozienice B7 | Kozienice | Poland | EU | hard coal | Enea | 1974 |  |  | no | no | conventional | open | operational | 225
PL-96-8 | PL-96 | Kozienice B8 | Kozienice | Poland | EU | hard coal | Enea | 1975 |  |  | no | no | conventional | open | operational | 228
PL-96-9 | PL-96 | Kozienice B9 | Kozienice | Poland | EU | hard coal | Enea | 1978 |  |  | no | no | conventional | open | operational | 560
PL-96-10 | PL-96 | Kozienice B10 | Kozienice | Poland | EU | hard coal | Enea | 1979 |  |  | no | no | conventional | open | operational | 560
PL-96-11 | PL-96 | Kozienice B11 | Kozienice | Poland | EU | hard coal | Enea | 2017 |  |  | no | no |  | open | operational | 1075
PL-98-1 | PL-98 | Krakow B1 | Krakow | Poland | EU | hard coal | PGE | 1970 |  |  | no | no | CHP | open | operational | 120
PL-98-2 | PL-98 | Krakow B2 | Krakow | Poland | EU | hard coal | PGE | 1978 |  |  | no | no | CHP | open | operational | 120
PL-98-3 | PL-98 | Krakow B3 | Krakow | Poland | EU | hard coal | PGE | 1984 |  |  | no | no | CHP | open | operational | 110
PL-98-4 | PL-98 | Krakow B4 | Krakow | Poland | EU | hard coal | PGE | 1985 | 2015 |  | no | no | CHP | retired or fuel switch | retired | 110
PL-107-1 | PL-107 | Laziska B1 | Laziska | Poland | EU | hard coal | Tauron | 1960 |  |  | no | no | conventional | open | operational | 125
PL-107-2 | PL-107 | Laziska B2 | Laziska | Poland | EU | hard coal | Tauron | 1960 |  |  | no | no | conventional | open | operational | 125
PL-107-3 | PL-107 | Laziska B9 | Laziska | Poland | EU | hard coal | Tauron | 1982 |  |  | no | no | conventional | open | operational | 230
PL-107-4 | PL-107 | Laziska B10 | Laziska | Poland | EU | hard coal | Tauron | 1982 |  |  | no | no | conventional | open | operational | 225
PL-107-5 | PL-107 | Laziska B11 | Laziska | Poland | EU | hard coal | Tauron | 1982 |  |  | no | no | conventional | open | operational | 225
PL-107-6 | PL-107 | Laziska B12 | Laziska | Poland | EU | hard coal | Tauron | 1982 |  |  | no | no | conventional | open | operational | 225
PL-113-1 | PL-113 | Lodz 2 - 1 | Lodz 2 | Poland | EU | hard coal | Veolia | 1958 | 2015 |  | no | no | CHP | retired or fuel switch | retired | 87
PL-114-1 | PL-114 | Lodz 3 - 1 | Lodz 3 | Poland | EU | hard coal | Veolia | 1968 |  |  | no | no | CHP | open | operational | 32.5
PL-114-2 | PL-114 | Lodz 3 - 2 | Lodz 3 | Poland | EU | hard coal | Veolia | 1968 |  |  | no | no | CHP | open | operational | 55
PL-114-3 | PL-114 | Lodz 3 - 3 | Lodz 3 | Poland | EU | hard coal | Veolia | 1968 |  |  | no | no | CHP | open | operational | 55
PL-114-4 | PL-114 | Lodz 3 - 4 | Lodz 3 | Poland | EU | hard coal | Veolia | 1968 |  |  | no | no | CHP | open | operational | 55
PL-115-1 | PL-115 | Lodz 4 BC- 50 -1 | Lodz 4 | Poland | EU | hard coal | Veolia | 1977 |  |  | no | no | CHP | open | operational | 55
PL-115-2 | PL-115 | Lodz 4 BC- 50 -2 | Lodz 4 | Poland | EU | hard coal | Veolia | 1978 |  |  | no | no | CHP | open | operational | 55
PL-115-3 | PL-115 | Lodz 4 BC- 100 -3 | Lodz 4 | Poland | EU | hard coal | Veolia | 1992 |  |  | no | no | CHP | open | operational | 105
PL-126-1 | PL-126 | Mielec 1 | Mielec | Poland | EU | hard coal | E-Star Plc | 1962 |  |  | no | no | CHP | open | operational | 30.44
PL-132-1 | PL-132 | Dolna Odra B1 | Dolna Odra | Poland | EU | hard coal | PGE | 1974 | 2019 |  | yes | no | conventional | open | standby | 222
PL-132-2 | PL-132 | Dolna Odra B2 | Dolna Odra | Poland | EU | hard coal | PGE | 1974 | 2019 |  | yes | no | conventional | open | standby | 232
PL-132-3 | PL-132 | Dolna Odra B3 | Dolna Odra | Poland | EU | hard coal | PGE | 1975 | 2014 |  | no | no | conventional | retired or fuel switch | retired | 215
PL-132-4 | PL-132 | Dolna Odra B4 | Dolna Odra | Poland | EU | hard coal | PGE | 1975 | 2012 |  | no | no | conventional | retired or fuel switch | retired | 215
PL-132-5 | PL-132 | Dolna Odra B5 | Dolna Odra | Poland | EU | hard coal | PGE | 1975 |  |  | no | no | conventional | open | operational | 222
PL-132-6 | PL-132 | Dolna Odra B6 | Dolna Odra | Poland | EU | hard coal | PGE | 1976 |  |  | no | no | conventional | open | operational | 222
PL-132-7 | PL-132 | Dolna Odra B7 | Dolna Odra | Poland | EU | hard coal | PGE | 1976 |  |  | no | no | conventional | open | operational | 232
PL-132-8 | PL-132 | Dolna Odra B8 | Dolna Odra | Poland | EU | hard coal | PGE | 1977 |  |  | no | no | conventional | open | operational | 232
PL-140-1 | PL-140 | Ostroleka A 1 | Ostroleka | Poland | EU | hard coal | Energa | 1957 | 2015 |  | no | no | CHP | retired or fuel switch | retired | 26.2
PL-140-2 | PL-140 | Ostroleka A 2 | Ostroleka | Poland | EU | hard coal | Energa | 1957 | 2015 |  | no | no | CHP | retired or fuel switch | retired | 26.2
PL-140-3 | PL-140 | Ostroleka A 3 | Ostroleka | Poland | EU | hard coal | Energa | 1957 | 2015 |  | no | no | CHP | retired or fuel switch | retired | 6.9
PL-140-4 | PL-140 | Ostroleka A 4 | Ostroleka | Poland | EU | hard coal | Energa | 1958 |  |  | no | no | CHP | open | operational | 34.1
PL-140-5 | PL-140 | Ostroleka B B1 | Ostroleka | Poland | EU | hard coal | Energa | 1972 |  |  | no | no | conventional | open | operational | 221
PL-140-6 | PL-140 | Ostroleka B B2 | Ostroleka | Poland | EU | hard coal | Energa | 1972 |  |  | no | no | conventional | open | operational | 200
PL-140-7 | PL-140 | Ostroleka B B3 | Ostroleka | Poland | EU | hard coal | Energa | 1972 |  |  | no | no | conventional | open | operational | 226
PL-155-1 | PL-155 | Polaniec B1 | Polaniec | Poland | EU | hard coal | ENEA | 1979 |  |  | no | no | conventional | open | operational | 225
PL-155-2 | PL-155 | Polaniec B2 | Polaniec | Poland | EU | hard coal | ENEA | 1980 |  |  | no | no | conventional | open | operational | 242
PL-155-3 | PL-155 | Polaniec B3 | Polaniec | Poland | EU | hard coal | ENEA | 1980 |  |  | no | no | conventional | open | operational | 242
PL-155-4 | PL-155 | Polaniec B4 | Polaniec | Poland | EU | hard coal | ENEA | 1981 |  |  | no | no | conventional | open | operational | 242
PL-155-5 | PL-155 | Polaniec B5 | Polaniec | Poland | EU | hard coal | ENEA | 1982 |  |  | no | no | conventional | open | operational | 225
PL-155-6 | PL-155 | Polaniec B6 | Polaniec | Poland | EU | hard coal | ENEA | 1982 |  |  | no | no | conventional | open | operational | 242
PL-155-7 | PL-155 | Polaniec B7 | Polaniec | Poland | EU | hard coal | ENEA | 1983 |  |  | no | no | conventional | open | operational | 239
PL-155-8 | PL-155 | Polaniec B8 | Polaniec | Poland | EU | hard coal | ENEA | 1983 | 2011 |  | no | no | conventional | retired or fuel switch | retired | 225
PL-158-1 | PL-158 | Poznan Garbary 1 | Poznan Garbary | Poland | EU | hard coal | Veolia | 1929 | 2015 |  | no | no | CHP | retired or fuel switch | retired | 6.8
PL-158-2 | PL-158 | Poznan Garbary 2 | Poznan Garbary | Poland | EU | hard coal | Veolia | 1942 | 2015 |  | no | no | CHP | retired or fuel switch | retired | 13
PL-159-1 | PL-159 | Poznan - Karolin BC 50 (1) | Poznan-Karolin | Poland | EU | hard coal | Veolia | 1985 |  |  | no | no | CHP | open | operational | 55
PL-159-2 | PL-159 | Poznan - Karolin BC 100 (2) | Poznan-Karolin | Poland | EU | hard coal | Veolia | 1991 |  |  | no | no | CHP | open | operational | 100
PL-159-3 | PL-159 | Poznan - Karolin BC 50 (3) | Poznan-Karolin | Poland | EU | hard coal | Veolia | 1998 |  |  | no | no | CHP | open | operational | 130
PL-176-1 | PL-176 | Halemba 1 | Halemba | Poland | EU | hard coal | Tauron | 1960 | 2012 |  | no | no | CHP | retired or fuel switch | retired | 200
PL-178-1 | PL-178 | Rybnik B1 | Rybnik | Poland | EU | hard coal | PGE | 1972 |  |  | no | no | conventional | open | operational | 225
PL-178-2 | PL-178 | Rybnik B2 | Rybnik | Poland | EU | hard coal | PGE | 1972 |  |  | no | no | conventional | open | operational | 225
PL-178-3 | PL-178 | Rybnik B3 | Rybnik | Poland | EU | hard coal | PGE | 1973 |  |  | no | no | conventional | open | operational | 225
PL-178-4 | PL-178 | Rybnik B4 | Rybnik | Poland | EU | hard coal | PGE | 1974 |  |  | no | no | conventional | open | operational | 225
PL-178-5 | PL-178 | Rybnik B5 | Rybnik | Poland | EU | hard coal | PGE | 1978 |  |  | no | no | conventional | open | operational | 215
PL-178-6 | PL-178 | Rybnik B6 | Rybnik | Poland | EU | hard coal | PGE | 1978 |  |  | no | no | conventional | open | operational | 215
PL-178-7 | PL-178 | Rybnik B7 | Rybnik | Poland | EU | hard coal | PGE | 1978 |  |  | no | no | conventional | open | operational | 220
PL-178-8 | PL-178 | Rybnik B8 | Rybnik | Poland | EU | hard coal | PGE | 1978 |  |  | no | no | conventional | open | operational | 225
PL-180-1 | PL-180 | Czechnica 1 | Czechnica | Poland | EU | hard coal | PGE | 1979 |  |  | no | no | CHP | open | operational | 50
PL-180-2 | PL-180 | Czechnica 2 | Czechnica | Poland | EU | hard coal | PGE | 1979 |  |  | no | no | CHP | open | operational | 50
PL-180-3 | PL-180 | Czechnica 3 | Czechnica | Poland | EU | hard coal | PGE | 1955 |  |  | no | no | CHP | open | operational | 32
PL-182-1 | PL-182 | Skawina B1 | Skawina | Poland | EU | hard coal | CEZ | 1961 | 2007 |  | no | no | CHP | retired or fuel switch | retired | 50
PL-182-2 | PL-182 | Skawina B2 | Skawina | Poland | EU | hard coal | CEZ | 1961 | 2007 |  | no | no | CHP | retired or fuel switch | retired | 50
PL-182-3 | PL-182 | Skawina B3 | Skawina | Poland | EU | hard coal | CEZ | 1961 |  |  | no | no | CHP | open | operational | 110
PL-182-4 | PL-182 | Skawina B4 | Skawina | Poland | EU | hard coal | CEZ | 1961 |  |  | no | no | CHP | open | operational | 110
PL-182-5 | PL-182 | Skawina B5 | Skawina | Poland | EU | hard coal | CEZ | 1961 |  |  | no | no | CHP | open | operational | 110
PL-182-6 | PL-182 | Skawina B6 | Skawina | Poland | EU | hard coal | CEZ | 1961 |  |  | no | no | CHP | open | operational | 110
PL-187-5 | PL-187 | Stalowa Wola B7 | Stalowa Wola | Poland | EU | hard coal | Tauron | 1958 |  |  | no | no | CHP | open | operational | 125
PL-187-6 | PL-187 | Stalowa Wola B8 | Stalowa Wola | Poland | EU | hard coal | Tauron | 1965 | 2019 |  | yes | no | CHP | open | standby | 125
PL-198-1 | PL-198 | Pomorzany A | Pomorzany | Poland | EU | hard coal | PGE | 1959 |  |  | no | no | CHP | open | operational | 67
PL-198-2 | PL-198 | Pomorzany B | Pomorzany | Poland | EU | hard coal | PGE | 1959 |  |  | no | no | CHP | open | operational | 67
PL-200-1 | PL-200 | Szczecin 1 | Szczecin | Poland | EU | hard coal | PGE | 1957 |  |  | no | no | CHP | open | operational | 68.5
PL-211-1 | PL-211 | Siersza B1 | Siersza | Poland | EU | hard coal | Tauron | 2002 |  |  | no | no | conventional | open | operational | 153
PL-211-2 | PL-211 | Siersza B2 | Siersza | Poland | EU | hard coal | Tauron | 2002 |  |  | no | no | conventional | open | operational | 153
PL-211-5 | PL-211 | Siersza B3 | Siersza | Poland | EU | hard coal | Tauron | 1969 | 2019 |  | yes | no | conventional | open | standby | 123
PL-211-6 | PL-211 | Siersza B4 | Siersza | Poland | EU | hard coal | Tauron | 1969 | 2009 |  | no | no | conventional | retired or fuel switch | retired | 120
PL-211-7 | PL-211 | Siersza B5 | Siersza | Poland | EU | hard coal | Tauron | 1969 | 2016 |  | no | no | conventional | retired or fuel switch | retired | 120
PL-211-8 | PL-211 | Siersza B6 | Siersza | Poland | EU | hard coal | Tauron | 1970 | 2019 |  | yes | no | conventional | open | standby | 128
PL-214-1 | PL-214 | Adamow B1 | Adamow | Poland | EU | lignite | ZEPAK | 1964 | 2017 |  | no | no | conventional | retired or fuel switch | retired | 120
PL-214-2 | PL-214 | Adamow B2 | Adamow | Poland | EU | lignite | ZEPAK | 1964 | 2017 |  | no | no | conventional | retired or fuel switch | retired | 120
PL-214-3 | PL-214 | Adamow B3 | Adamow | Poland | EU | lignite | ZEPAK | 1964 | 2017 |  | no | no | conventional | retired or fuel switch | retired | 120
PL-214-4 | PL-214 | Adamow B4 | Adamow | Poland | EU | lignite | ZEPAK | 1964 | 2017 |  | no | no | conventional | retired or fuel switch | retired | 120
PL-214-5 | PL-214 | Adamow B5 | Adamow | Poland | EU | lignite | ZEPAK | 1966 | 2017 |  | no | no | conventional | retired or fuel switch | retired | 120
PL-216-1 | PL-216 | Tychy 1 | Tychy | Poland | EU | hard coal | Tauron | 2003 |  |  | no | no | CHP | open | operational | 40
PL-216-2 | PL-216 | Tychy 2 | Tychy | Poland | EU | hard coal | Tauron | 2003 |  |  | no | no | CHP | open | operational | 65
PL-216-3 | PL-216 | Tychy 3 | Tychy | Poland | EU | hard coal | Tauron | 2016 |  |  | no | no | CHP | open | operational | 50
PL-221-7 | PL-221 | Siekierki WSIB 07 | Siekierki | Poland | EU | hard coal | PGNiG | 1961 |  |  | no | no | CHP | open | operational | 102
PL-221-8 | PL-221 | Siekierki WSIB 08 | Siekierki | Poland | EU | hard coal | PGNiG | 1975 |  |  | no | no | CHP | open | operational | 120
PL-221-9 | PL-221 | Siekierki WSIB 09 | Siekierki | Poland | EU | hard coal | PGNiG | 1975 |  |  | no | no | CHP | open | operational | 102
PL-221-10 | PL-221 | Siekierki WSIB 10 | Siekierki | Poland | EU | hard coal | PGNiG | 1975 |  |  | no | no | CHP | open | operational | 102
PL-221-11 | PL-221 | Siekierki WSIK | Siekierki | Poland | EU | hard coal | PGNiG | 1975 |  |  | no | no | CHP | open | operational | 165
PL-223-9 | PL-223 | Zeran B1 | Zeran | Poland | EU | hard coal | PGNiG | 1954 |  |  | no | no | CHP | open | operational | 386
PL-234-1 | PL-234 | Wroclaw BC1 | Wroclaw | Poland | EU | hard coal | PGE | 1970 |  |  | no | no | CHP | open | operational | 55
PL-234-2 | PL-234 | Wroclaw BC2 | Wroclaw | Poland | EU | hard coal | PGE | 1980 |  |  | no | no | CHP | open | operational | 104
PL-234-3 | PL-234 | Wroclaw BC3 | Wroclaw | Poland | EU | hard coal | PGE | 1985 |  |  | no | no | CHP | open | operational | 104
PL-237-1 | PL-237 | Zabrze 1 | Zabrze | Poland | EU | hard coal | Fortum | 1976 |  |  | no | no | CHP | open | operational | 74
PL-245-1 | PL-245 | Zgierz | Zgierz | Poland | EU | lignite | PGE | 1967 | 2015 |  | no | no | CHP | retired or fuel switch | retired | 16.7
PL-249-1 | PL-249 | Zofiowka 1 | Zofiowka | Poland | EU | hard coal | Jastrzbska Spółka Wglowa | 1974 | 2012 |  | no | no | CHP | retired or fuel switch | no longer coal | 32
PL-249-2 | PL-249 | Zofiowka 2 | Zofiowka | Poland | EU | hard coal | Jastrzbska Spółka Wglowa | 1974 | 2012 |  | no | no | CHP | retired or fuel switch | no longer coal | 32
PL-251-1 | PL-251 | Zofiowka Moszczenica | Zofiowka Moszczenica | Poland | EU | hard coal | Spolka Energetyczna Jastrzebie | 1966 |  |  | no | no | CHP | open | operational | 40.6
PL-252-1 | PL-252 | Patnow II | Patnow II | Poland | EU | lignite | ZEPAK | 2008 |  |  | no | no | conventional | open | operational | 474
PL-254-1 | PL-254 | Zabrze II 1 | Zabrze II | Poland | EU | hard coal | Fortum | 2018 |  |  | no | no | CHP | Construction | construction | 220
PT-3-1 | PT-3 | Pego 1 | Pego | Portugal | EU | hard coal | Engie, Marubeni, Endesa | 1992 |  |  | no | 2030 | conventional | open | operational | 341.3043
PT-3-2 | PT-3 | Pego 2 | Pego | Portugal | EU | hard coal | Engie, Marubeni, Endesa | 1995 |  |  | no | 2030 | conventional | open | operational | 341.3043
PT-4-1 | PT-4 | Sines 1 | Sines | Portugal | EU | hard coal | EDP | 1985 |  |  | no | 2030 | conventional | open | operational | 323.913
PT-4-2 | PT-4 | Sines 2 | Sines | Portugal | EU | hard coal | EDP | 1985 |  |  | no | 2030 | conventional | open | operational | 323.913
PT-4-3 | PT-4 | Sines 3 | Sines | Portugal | EU | hard coal | EDP | 1987 |  |  | no | 2030 | conventional | open | operational | 323.913
PT-4-5 | PT-4 | Sines 4 | Sines | Portugal | EU | hard coal | EDP | 1987 |  |  | no | 2030 | conventional | open | operational | 323.913
RO-1-1 | RO-1 | Arad 1 | Arad | Romania | EU | lignite | City of Arad | 1981 | 2015 |  | no | no | CHP | retired or fuel switch | retired | 50
RO-1-2 | RO-1 | Arad 2 | Arad | Romania | EU | lignite | City of Arad | 1994 | 2015 |  | no | no | CHP | retired or fuel switch | no longer coal | 50
RO-2-1 | RO-2 | Bacau 1 | Bacau | Romania | EU | lignite | City of Bacau | 1998 |  |  | no | no | CHP | open | standby | 60
RO-4-1 | RO-4 | Brasov 1 | Brasov | Romania | EU | lignite | CET Brasov | 1990 | 2015 |  | no | no | CHP | retired or fuel switch | retired | 65
RO-4-2 | RO-4 | Brasov 2 | Brasov | Romania | EU | lignite | CET Brasov | 1995 | 2015 |  | no | no | CHP | retired or fuel switch | retired | 65
RO-5-1 | RO-5 | Craiova II 1 | Craiova II | Romania | EU | lignite | CE Oltenia SA | 1987 |  |  | no | no | conventional | open | operational | 150
RO-5-2 | RO-5 | Craiova II 2 | Craiova II | Romania | EU | lignite | CE Oltenia SA | 1988 |  |  | no | no | conventional | open | operational | 150
RO-6-7 | RO-6 | Doicesti 7 | Doicesti | Romania | EU | lignite | European Communications SRO | 1979 | 2015 |  | no | no | conventional | retired or fuel switch | retired | 200
RO-6-8 | RO-6 | Doicesti 8 | Doicesti | Romania | EU | lignite | European Communications SRO | 1983 | 2015 |  | no | no | conventional | retired or fuel switch | retired | 200
RO-8-1 | RO-8 | Drobeta 1 | Drobeta | Romania | EU | lignite | R.A. Activitati Nucleare (RAAN) | 1986 |  |  | no | no | CHP | open | operational | 60
RO-8-2 | RO-8 | Drobeta 2 | Drobeta | Romania | EU | lignite | R.A. Activitati Nucleare (RAAN) | 1987 | 2008 |  | no | no | CHP | retired or fuel switch | retired | 50
RO-8-3 | RO-8 | Drobeta 3 | Drobeta | Romania | EU | lignite | R.A. Activitati Nucleare (RAAN) | 1988 | 2008 |  | no | no | CHP | retired or fuel switch | retired | 50
RO-8-4 | RO-8 | Drobeta 4 | Drobeta | Romania | EU | lignite | R.A. Activitati Nucleare (RAAN) | 1986 |  |  | no | no | CHP | open | operational | 60
RO-8-5 | RO-8 | Drobeta 5 | Drobeta | Romania | EU | lignite | R.A. Activitati Nucleare (RAAN) | 1986 |  |  | no | no | CHP | open | operational | 60
RO-8-6 | RO-8 | Drobeta 6 | Drobeta | Romania | EU | lignite | R.A. Activitati Nucleare (RAAN) | 1988 |  |  | no | no | CHP | open | operational | 60
RO-10-1 | RO-10 | Iasi II IASC | Iasi II | Romania | EU | hard coal | Veolia | 1986 |  |  | no | no | CHP | open | operational | 60
RO-10-2 | RO-10 | Iasi II 2 | Iasi II | Romania | EU | hard coal | Veolia | 1987 | 2010 |  | no | no | heat | retired or fuel switch | retired | 50
RO-11-7 | RO-11 | Isalnita 7 | Isalnita | Romania | EU | lignite | CE Oltenia SA | 1987 |  |  | no | no | conventional | open | operational | 315
RO-11-8 | RO-11 | Isalnita 8 | Isalnita | Romania | EU | lignite | CE Oltenia SA | 1988 |  |  | no | no | conventional | open | operational | 315
RO-12-1 | RO-12 | Mintia 1 | Mintia | Romania | EU | hard coal | CE Hunedoara SA | 1969 | 2012 |  | no | no | CHP | retired or fuel switch | retired | 210
RO-12-2 | RO-12 | Mintia 2 | Mintia | Romania | EU | hard coal | CE Hunedoara SA | 1975 |  |  | no | no | CHP | open | operational | 210
RO-12-3 | RO-12 | Mintia 3 | Mintia | Romania | EU | hard coal | CE Hunedoara SA | 1976 |  |  | no | no | CHP | open | operational | 235
RO-12-4 | RO-12 | Mintia 4 | Mintia | Romania | EU | hard coal | CE Hunedoara SA | 1977 |  |  | no | no | CHP | open | standby | 210
RO-12-5 | RO-12 | Mintia 5 | Mintia | Romania | EU | hard coal | CE Hunedoara SA | 1978 |  |  | no | no | CHP | open | operational | 210
RO-12-6 | RO-12 | Mintia 6 | Mintia | Romania | EU | hard coal | CE Hunedoara SA | 1978 |  |  | no | no | CHP | open | standby | 210
RO-13-4 | RO-13 | Oradea II 2 | Oradea II | Romania | EU | lignite | City of Oradea | 1967 | 2013 |  | no | no | conventional | retired or fuel switch | no longer coal | 25
RO-14-1 | RO-14 | Govora 5 | Govora | Romania | EU | lignite | Valcea County Council | 1986 | 2008 |  | no | no | CHP | retired or fuel switch | retired | 50
RO-14-2 | RO-14 | Govora 6 | Govora | Romania | EU | lignite | Valcea County Council | 1987 | 2008 |  | no | no | CHP | retired or fuel switch | retired | 50
RO-14-3 | RO-14 | Govora 3 | Govora | Romania | EU | lignite | Valcea County Council | 1986 |  |  | no | no | heat | open | operational | 50
RO-14-4 | RO-14 | Govora 4 | Govora | Romania | EU | lignite | Valcea County Council | 1987 |  |  | no | no | heat | open | operational | 50
RO-15-3 | RO-15 | Rovinari 3 | Rovinari | Romania | EU | lignite | CE Oltenia SA | 1976 |  |  | no | no | conventional | open | operational | 330
RO-15-4 | RO-15 | Rovinari 4 | Rovinari | Romania | EU | lignite | CE Oltenia SA | 1976 |  |  | no | no | conventional | open | operational | 330
RO-15-5 | RO-15 | Rovinari 5 | Rovinari | Romania | EU | lignite | CE Oltenia SA | 1977 |  |  | no | no | conventional | open | retrofitting | 330
RO-15-6 | RO-15 | Rovinari 6 | Rovinari | Romania | EU | lignite | CE Oltenia SA | 1979 |  |  | no | no | conventional | open | operational | 330
RO-16-1 | RO-16 | Suceava CET 1 | Suceava CET | Romania | EU | lignite | Suceava Local Council | 1987 | 2015 |  | no | no | CHP | retired or fuel switch | retired | 50
RO-16-2 | RO-16 | Suceava CET 2 | Suceava CET | Romania | EU | lignite | Suceava Local Council | 1988 | 2015 |  | no | no | CHP | retired or fuel switch | retired | 50
RO-17-1 | RO-17 | Turceni 1 | Turceni | Romania | EU | lignite | CE Oltenia SA | 1976 |  |  | no | no | conventional | open | deactivated | 330
RO-17-2 | RO-17 | Turceni 2 | Turceni | Romania | EU | lignite | CE Oltenia SA | 1978 |  |  | no | no | conventional | open | deactivated | 330
RO-17-3 | RO-17 | Turceni 3 | Turceni | Romania | EU | lignite | CE Oltenia SA | 1989 |  |  | no | no | conventional | open | operational | 330
RO-17-4 | RO-17 | Turceni 4 | Turceni | Romania | EU | lignite | CE Oltenia SA | 1981 |  |  | no | no | conventional | open | operational | 330
RO-17-5 | RO-17 | Turceni 5 | Turceni | Romania | EU | lignite | CE Oltenia SA | 1983 |  |  | no | no | conventional | open | operational | 330
RO-17-6 | RO-17 | Turceni 6 | Turceni | Romania | EU | lignite | CE Oltenia SA | 1985 | 2006 |  | no | no | conventional | retired or fuel switch | retired | 330
RO-17-7 | RO-17 | Turceni 7 | Turceni | Romania | EU | lignite | CE Oltenia SA | 1987 |  |  | no | no | conventional | open | operational | 330
RO-18-4 | RO-18 | Paroseni | Paroseni | Romania | EU | hard coal | CE Hunedoara SA | 1964 |  |  | no | no | CHP | open | retrofitting | 150
RO-19-1 | RO-19 | Zalau 1 | Zalau | Romania | EU | lignite | Zalau City | 1982 | 2015 |  | no | no | CHP | retired or fuel switch | retired | 12
RO-19-2 | RO-19 | Zalau 2 | Zalau | Romania | EU | lignite | Zalau City | 1982 | 2015 |  | no | no | CHP | retired or fuel switch | retired | 12
RS-1-1 | RS-1 | Kolubara A1 | Kolubara A | Serbia | Western Balkans | lignite | EPS- Elektroprivreda Srbije | 1956 |  |  | no | no | conventional | open | operational | 32
RS-1-2 | RS-1 | Kolubara A2 | Kolubara A | Serbia | Western Balkans | lignite | EPS- Elektroprivreda Srbije | 1957 |  |  | no | no | conventional | open | operational | 32
RS-1-3 | RS-1 | Kolubara A3 | Kolubara A | Serbia | Western Balkans | lignite | EPS- Elektroprivreda Srbije | 1961 |  |  | no | no | conventional | open | operational | 65
RS-1-4 | RS-1 | Kolubara A4 | Kolubara A | Serbia | Western Balkans | lignite | EPS- Elektroprivreda Srbije | 1961 | 2009 |  | no | no | conventional | retired or fuel switch | retired | 32
RS-1-5 | RS-1 | Kolubara A5 | Kolubara A | Serbia | Western Balkans | lignite | EPS- Elektroprivreda Srbije | 1979 |  |  | no | no | conventional | open | operational | 110
RS-2-1 | RS-2 | Kostolac A1 | Kostolac A | Serbia | Western Balkans | lignite | EPS- Elektroprivreda Srbije | 1967 |  |  | no | no | conventional | open | operational | 100
RS-2-2 | RS-2 | Kostolac A2 | Kostolac A | Serbia | Western Balkans | lignite | EPS- Elektroprivreda Srbije | 1980 |  |  | no | no | conventional | open | operational | 210
RS-3-1 | RS-3 | Kostolac B1 | Kostolac B | Serbia | Western Balkans | lignite | EPS- Elektroprivreda Srbije | 1987 |  |  | no | no | conventional | open | operational | 348.5
RS-3-2 | RS-3 | Kostolac B2 | Kostolac B | Serbia | Western Balkans | lignite | EPS- Elektroprivreda Srbije | 1991 |  |  | no | no | conventional | open | operational | 348.5
RS-4-1 | RS-4 | Morava | Morava | Serbia | Western Balkans | lignite | EPS- Elektroprivreda Srbije | 1969 |  |  | no | no | conventional | open | operational | 120
RS-5-1 | RS-5 | Nikola Tesla A1 | Nikola Tesla A | Serbia | Western Balkans | lignite | EPS- Elektroprivreda Srbije | 1970 |  |  | no | no | conventional | open | operational | 210
RS-5-2 | RS-5 | Nikola Tesla A2 | Nikola Tesla A | Serbia | Western Balkans | lignite | EPS- Elektroprivreda Srbije | 1970 |  |  | no | no | conventional | open | operational | 210
RS-5-3 | RS-5 | Nikola Tesla A3 | Nikola Tesla A | Serbia | Western Balkans | lignite | EPS- Elektroprivreda Srbije | 1976 |  |  | no | no | conventional | open | operational | 329
RS-5-4 | RS-5 | Nikola Tesla A4 | Nikola Tesla A | Serbia | Western Balkans | lignite | EPS- Elektroprivreda Srbije | 1978 |  |  | no | no | conventional | open | operational | 308.5
RS-5-5 | RS-5 | Nikola Tesla A5 | Nikola Tesla A | Serbia | Western Balkans | lignite | EPS- Elektroprivreda Srbije | 1979 |  |  | no | no | conventional | open | operational | 340
RS-5-6 | RS-5 | Nikola Tesla A6 | Nikola Tesla A | Serbia | Western Balkans | lignite | EPS- Elektroprivreda Srbije | 1979 |  |  | no | no | conventional | open | operational | 347.5
RS-6-1 | RS-6 | Nikola Tesla B1 | Nikola Tesla B | Serbia | Western Balkans | lignite | EPS- Elektroprivreda Srbije | 1983 |  |  | no | no | conventional | open | operational | 620
RS-6-2 | RS-6 | Nikola Tesla B2 | Nikola Tesla B | Serbia | Western Balkans | lignite | EPS- Elektroprivreda Srbije | 1985 |  |  | no | no | conventional | open | operational | 670
SE-11-1 | SE-11 | Vaertaverket II 1 | Vaerta | Sweden | EU | hard coal | Fortum | 1990 | 2022 | 2017-02-21 | yes | no | CHP | open | operational | 141.3043
SI-3-1 | SI-3 | Te-Tol 1 | Te-Tol | Slovenia | EU | hard coal | Termoelektrarna Toplarna | 1966 |  |  | no | no | CHP | open | operational | 42
SI-3-2 | SI-3 | Te-Tol 2 | Te-Tol | Slovenia | EU | lignite | Termoelektrarna Toplarna | 1967 |  |  | no | no | CHP | open | operational | 32
SI-3-3 | SI-3 | Te-Tol 3 | Te-Tol | Slovenia | EU | lignite | Termoelektrarna Toplarna | 1984 |  |  | no | no | CHP | open | operational | 50
SI-4-1 | SI-4 | Sostanj 1 | Sostanj | Slovenia | EU | lignite | HSE | 1956 | 2010 |  | no | no | conventional | retired or fuel switch | retired | 30
SI-4-2 | SI-4 | Sostanj 2 | Sostanj | Slovenia | EU | lignite | HSE | 1956 | 2008 |  | no | no | conventional | retired or fuel switch | retired | 30
SI-4-3 | SI-4 | Sostanj 3 | Sostanj | Slovenia | EU | lignite | HSE | 1960 | 2014 |  | no | no | conventional | retired or fuel switch | retired | 75
SI-4-4 | SI-4 | Sostanj 4 | Sostanj | Slovenia | EU | lignite | HSE | 1972 | 2018 |  | no | no | conventional | retired or fuel switch | retired | 275
SI-4-5 | SI-4 | Sostanj 5 | Sostanj | Slovenia | EU | lignite | HSE | 1977 |  |  | no | no | CHP | open | operational | 345
SI-4-6 | SI-4 | Sostanj 6 | Sostanj | Slovenia | EU | lignite | HSE | 2015 |  |  | no | no | CHP | open | operational | 600
SI-5-1 | SI-5 | Trbovlje 1 | Trbovlje | Slovenia | EU | lignite | HSE | 1966 | 2013 |  | no | no | conventional | retired or fuel switch | retired | 12.5
SI-5-2 | SI-5 | Trbovlje 2 | Trbovlje | Slovenia | EU | lignite | HSE | 1966 | 2013 |  | no | no | conventional | retired or fuel switch | retired | 20
SI-5-3 | SI-5 | Trbovlje 3 | Trbovlje | Slovenia | EU | lignite | HSE | 1968 | 2013 |  | no | no | conventional | retired or fuel switch | retired | 24
SI-5-4 | SI-5 | Trbovlje 4 | Trbovlje | Slovenia | EU | lignite | HSE | 1968 | 2018 |  | no | no | conventional | retired or fuel switch | retired | 125
SK-4-1 | SK-4 | Teko 1 | Teko | Slovakia | EU | hard coal | Teko | 1967 | 2019 |  | yes | no | CHP | open | operational | 55
SK-4-2 | SK-4 | Teko 2 | Teko | Slovakia | EU | hard coal | Teko | 1967 |  |  | no | no | CHP | open | operational | 66
SK-13-1 | SK-13 | Vojany EVO I 1 | Vojany I | Slovakia | EU | hard coal | EPH, Enel | 1965 | 2010 |  | no | no | conventional | retired or fuel switch | retired | 110
SK-13-2 | SK-13 | Vojany EVO I 2 | Vojany I | Slovakia | EU | hard coal | EPH, Enel | 1965 | 2010 |  | no | no | conventional | retired or fuel switch | retired | 110
SK-13-3 | SK-13 | Vojany EVO I 3 | Vojany I | Slovakia | EU | hard coal | EPH, Enel | 1966 | 2008 |  | no | no | conventional | retired or fuel switch | retired | 110
SK-13-4 | SK-13 | Vojany EVO I 4 | Vojany I | Slovakia | EU | hard coal | EPH, Enel | 1966 | 2008 |  | no | no | conventional | retired or fuel switch | retired | 110
SK-13-5 | SK-13 | Vojany EVO I 5 | Vojany I | Slovakia | EU | hard coal | EPH, Enel | 1966 |  |  | no | no | conventional | open | operational | 110
SK-13-6 | SK-13 | Vojany EVO I 6 | Vojany I | Slovakia | EU | hard coal | EPH, Enel | 1966 |  |  | no | no | conventional | open | operational | 110
SK-14-3 | SK-14 | Novaky ENO A 1 (TG 3) | Novaky | Slovakia | EU | lignite | EPH, Enel | 1957 | 2013 |  | no | no | CHP | retired or fuel switch | retired | 32
SK-14-5 | SK-14 | Novaky ENO A 2 (TG 11) | Novaky | Slovakia | EU | lignite | EPH, Enel | 1996 |  |  | no | no | CHP | open | operational | 28
SK-14-6 | SK-14 | Novaky ENO A 3 (TG 12) | Novaky | Slovakia | EU | lignite | EPH, Enel | 2003 |  |  | no | no | CHP | open | operational | 18
SK-14-7 | SK-14 | Novaky ENO B 1 | Novaky | Slovakia | EU | lignite | EPH, Enel | 1964 |  |  | no | no | CHP | open | operational | 110
SK-14-8 | SK-14 | Novaky ENO B 2 | Novaky | Slovakia | EU | lignite | EPH, Enel | 1964 |  |  | no | no | CHP | open | operational | 110
SK-14-9 | SK-14 | Novaky ENO B 3 | Novaky | Slovakia | EU | lignite | EPH, Enel | 1976 | 2015 |  | no | no | CHP | retired or fuel switch | retired | 110
SK-14-10 | SK-14 | Novaky ENO B 4 | Novaky | Slovakia | EU | lignite | EPH, Enel | 1976 | 2015 |  | no | no | CHP | retired or fuel switch | retired | 110
SK-17-2 | SK-17 | Zvolenska B | Zvolenska | Slovakia | EU | lignite | Zvolenska Teplarenska | 1986 |  |  | no | no | CHP | open | operational | 19
SK-17-6 | SK-17 | Zvolenska A | Zvolenska | Slovakia | EU | lignite | Zvolenska Teplarenska | 1992 |  |  | no | no | CHP | open | operational | 25
SK-18-1 | SK-18 | Martinska 1 (TG 2) | Martinska | Slovakia | EU | lignite | Martinska | 1962 | 2020 |  | yes | no | CHP | open | operational | 10
SK-18-2 | SK-18 | Martinska 2 (TG 3) | Martinska | Slovakia | EU | lignite | Martinska | 1962 | 2020 |  | yes | no | CHP | open | operational | 32
TR-1-1 | TR-1 | Silopi 1 | Silopi | Turkey | Turkey | lignite | Park/Ciner | 2009 |  |  | no | no | conventional | open | operational | 137.7
TR-1-2 | TR-1 | Silopi 2 | Silopi | Turkey | Turkey | lignite | Park/Ciner | 2015 |  |  | no | no | conventional | open | operational | 137.7
TR-1-3 | TR-1 | Silopi 3 | Silopi | Turkey | Turkey | lignite | Park/Ciner | 2015 |  |  | no | no | conventional | open | operational | 137.7
TR-2-1 | TR-2 | Atlas 1 | Atlas | Turkey | Turkey | hard coal | Diler Holding | 2014 |  |  | no | no | conventional | open | operational | 652.1739
TR-2-2 | TR-2 | Atlas 2 | Atlas | Turkey | Turkey | hard coal | Diler Holding | 2014 |  |  | no | no | conventional | open | operational | 652.1739
TR-3-1 | TR-3 | Colakoglu 1 | Colakoglu | Turkey | Turkey | hard coal | Çolakoğlu | 2003 |  |  | no | no | CHP | open | operational | 206.5217
TR-4-1 | TR-4 | ICDAS Bekirli 1 | ICDAS Bekirli | Turkey | Turkey | hard coal | Içdaş | 2011 |  |  | no | no | conventional | open | operational | 608
TR-4-2 | TR-4 | ICDAS Bekirli 2 | ICDAS Bekirli | Turkey | Turkey | hard coal | Içdaş | 2014 |  |  | no | no | conventional | open | operational | 608
TR-5-1 | TR-5 | Isken Sugozu 1 | Isken Sugozu | Turkey | Turkey | hard coal | Steag | 2003 |  |  | no | no | conventional | open | operational | 660
TR-5-2 | TR-5 | Isken Sugozu 2 | Isken Sugozu | Turkey | Turkey | hard coal | Steag | 2003 |  |  | no | no | conventional | open | operational | 660
TR-6-1 | TR-6 | Izdemir Enerji 1 | Izdemir Enerji | Turkey | Turkey | hard coal | İzmir Demir Çelik Sanayi A.Ş | 2014 |  |  | no | no | conventional | open | operational | 380.4348
TR-7-1 | TR-7 | Zonguldak Eren I 1 | Zonguldak Eren I | Turkey | Turkey | hard coal | Eren | 2010 |  |  | no | no | conventional | open | operational | 173.913
TR-8-1 | TR-8 | ICDAS Celik 1 | ICDAS Celik | Turkey | Turkey | hard coal | Içdaş | 2005 |  |  | no | no | conventional | open | operational | 136.7
TR-8-2 | TR-8 | ICDAS Celik 2 | ICDAS Celik | Turkey | Turkey | hard coal | Içdaş | 2005 |  |  | no | no | conventional | open | operational | 136.7
TR-8-3 | TR-8 | ICDAS Celik 3 | ICDAS Celik | Turkey | Turkey | hard coal | Içdaş | 2005 |  |  | no | no | conventional | open | operational | 136.7
TR-9-1 | TR-9 | Afsin Elbistan A 1 | Afsin Elbistan A | Turkey | Turkey | lignite | EÜAŞ | 1984 |  |  | no | no | conventional | open | operational | 369.5652
TR-9-2 | TR-9 | Afsin Elbistan A 2 | Afsin Elbistan A | Turkey | Turkey | lignite | EÜAŞ | 1985 |  |  | no | no | conventional | open | operational | 369.5652
TR-9-3 | TR-9 | Afsin Elbistan A 3 | Afsin Elbistan A | Turkey | Turkey | lignite | EÜAŞ | 1986 |  |  | no | no | conventional | open | operational | 369.5652
TR-9-4 | TR-9 | Afsin Elbistan A 4 | Afsin Elbistan A | Turkey | Turkey | lignite | EÜAŞ | 1988 |  |  | no | no | conventional | open | operational | 364.1304
TR-10-1 | TR-10 | Afsin Elbistan B 1 | Afsin Elbistan B | Turkey | Turkey | lignite | EÜAŞ | 2006 |  |  | no | no | conventional | open | operational | 391.3043
TR-10-2 | TR-10 | Afsin Elbistan B 2 | Afsin Elbistan B | Turkey | Turkey | lignite | EÜAŞ | 2006 |  |  | no | no | conventional | open | retrofitting | 391.3043
TR-10-3 | TR-10 | Afsin Elbistan B 3 | Afsin Elbistan B | Turkey | Turkey | lignite | EÜAŞ | 2006 |  |  | no | no | conventional | open | retrofitting | 391.3043
TR-10-4 | TR-10 | Afsin Elbistan B 4 | Afsin Elbistan B | Turkey | Turkey | lignite | EÜAŞ | 2006 |  |  | no | no | conventional | open | operational | 391.3043
TR-11-1 | TR-11 | Bolu-Goynuk 1 | Bolu-Goynuk | Turkey | Turkey | lignite | Aksa (Kazanci Holding) | 2015 |  |  | no | no | conventional | open | operational | 137.5
TR-11-2 | TR-11 | Bolu-Goynuk 2 | Bolu-Goynuk | Turkey | Turkey | lignite | Aksa (Kazanci Holding) | 2015 |  |  | no | no | conventional | open | operational | 137.5
TR-12-1 | TR-12 | Can I Onsekizmart 1 | Can I Onsekizmart | Turkey | Turkey | lignite | EÜAŞ | 2003 |  |  | no | no | conventional | open | operational | 173.913
TR-12-2 | TR-12 | Can I Onsekizmart 2 | Can I Onsekizmart | Turkey | Turkey | lignite | EÜAŞ | 2003 |  |  | no | no | conventional | open | operational | 173.913
TR-13-1 | TR-13 | Catalagzi 1 | Catalagzi | Turkey | Turkey | hard coal | Bereket | 1989 |  |  | no | no | conventional | open | operational | 163.0435
TR-13-2 | TR-13 | Catalagzi 2 | Catalagzi | Turkey | Turkey | hard coal | Bereket | 1991 |  |  | no | no | conventional | open | operational | 163.0435
TR-14-1 | TR-14 | Cayirhan 1 | Cayirhan | Turkey | Turkey | lignite | Park/Ciner | 1987 |  |  | no | no | conventional | open | operational | 168.4783
TR-14-2 | TR-14 | Cayirhan 2 | Cayirhan | Turkey | Turkey | lignite | Park/Ciner | 1987 |  |  | no | no | conventional | open | operational | 168.4783
TR-14-3 | TR-14 | Cayirhan 3 | Cayirhan | Turkey | Turkey | lignite | Park/Ciner | 1987 |  |  | no | no | conventional | open | operational | 168.4783
TR-14-4 | TR-14 | Cayirhan 4 | Cayirhan | Turkey | Turkey | lignite | Park/Ciner | 1987 |  |  | no | no | conventional | open | operational | 168.4783
TR-15-1 | TR-15 | Kangal 1 | Kangal | Turkey | Turkey | lignite | Konya Şeker | 1989 |  |  | no | no | conventional | open | operational | 163.0435
TR-15-2 | TR-15 | Kangal 2 | Kangal | Turkey | Turkey | lignite | Konya Şeker | 1990 |  |  | no | no | conventional | open | operational | 163.0435
TR-15-3 | TR-15 | Kangal 3 | Kangal | Turkey | Turkey | lignite | Konya Şeker | 2000 |  |  | no | no | conventional | open | operational | 170.6522
TR-16-1 | TR-16 | Kemerkoy 1 | Kemerkoy | Turkey | Turkey | lignite | Içtaş & Limak | 1994 |  |  | no | no | conventional | open | operational | 228.2609
TR-16-2 | TR-16 | Kemerkoy 2 | Kemerkoy | Turkey | Turkey | lignite | Içtaş & Limak | 1994 |  |  | no | no | conventional | open | operational | 228.2609
TR-16-3 | TR-16 | Kemerkoy 3 | Kemerkoy | Turkey | Turkey | lignite | Içtaş & Limak | 1995 |  |  | no | no | conventional | open | operational | 228.2609
TR-17-1 | TR-17 | Orhaneli 1 | Orhaneli | Turkey | Turkey | lignite | Çelikler | 1992 |  |  | no | no | conventional | open | operational | 396.7391
TR-18-1 | TR-18 | Seyitomer 1 | Seyitomer | Turkey | Turkey | lignite | Çelikler | 1973 |  |  | no | no | conventional | open | operational | 163.0435
TR-18-2 | TR-18 | Seyitomer 2 | Seyitomer | Turkey | Turkey | lignite | Çelikler | 1973 |  |  | no | no | conventional | open | operational | 163.0435
TR-18-3 | TR-18 | Seyitomer 3 | Seyitomer | Turkey | Turkey | lignite | Çelikler | 1977 |  |  | no | no | conventional | open | operational | 163.0435
TR-18-4 | TR-18 | Seyitomer 4 | Seyitomer | Turkey | Turkey | lignite | Çelikler | 1989 |  |  | no | no | conventional | open | operational | 163.0435
TR-19-1 | TR-19 | Soma B 1 | Soma B | Turkey | Turkey | lignite | Konya Şeker | 1981 |  |  | no | no | conventional | open | operational | 179.3478
TR-19-2 | TR-19 | Soma B 2 | Soma B | Turkey | Turkey | lignite | Konya Şeker | 1982 |  |  | no | no | conventional | open | operational | 179.3478
TR-19-3 | TR-19 | Soma B 3 | Soma B | Turkey | Turkey | lignite | Konya Şeker | 1985 |  |  | no | no | conventional | open | operational | 179.3478
TR-19-4 | TR-19 | Soma B 4 | Soma B | Turkey | Turkey | lignite | Konya Şeker | 1985 |  |  | no | no | conventional | open | operational | 179.3478
TR-19-5 | TR-19 | Soma B 5 | Soma B | Turkey | Turkey | lignite | Konya Şeker | 1991 |  |  | no | no | conventional | open | operational | 179.3478
TR-19-6 | TR-19 | Soma B 6 | Soma B | Turkey | Turkey | lignite | Konya Şeker | 1992 |  |  | no | no | conventional | open | operational | 179.3478
TR-20-1 | TR-20 | Tufanbeyli 1 | Tufanbeyli | Turkey | Turkey | lignite | Sabancı, Uniper | 2016 |  |  | no | no | conventional | open | operational | 163.0435
TR-20-2 | TR-20 | Tufanbeyli 2 | Tufanbeyli | Turkey | Turkey | lignite | Sabancı, Uniper | 2016 |  |  | no | no | conventional | open | operational | 163.0435
TR-20-3 | TR-20 | Tufanbeyli 3 | Tufanbeyli | Turkey | Turkey | lignite | Sabancı, Uniper | 2016 |  |  | no | no | conventional | open | operational | 163.0435
TR-21-1 | TR-21 | Tuncbilek 3 | Tuncbilek | Turkey | Turkey | lignite | Çelikler | 1966 |  |  | no | no | conventional | open | operational | 70.6522
TR-21-2 | TR-21 | Tuncbilek 4 | Tuncbilek | Turkey | Turkey | lignite | Çelikler | 1977 |  |  | no | no | conventional | open | operational | 163.0435
TR-21-3 | TR-21 | Tuncbilek 5 | Tuncbilek | Turkey | Turkey | lignite | Çelikler | 1978 |  |  | no | no | conventional | open | operational | 163.0435
TR-22-1 | TR-22 | Yatagan 1 | Yatagan | Turkey | Turkey | lignite | Bereket | 1983 |  |  | no | no | conventional | open | operational | 228.2609
TR-22-2 | TR-22 | Yatagan 2 | Yatagan | Turkey | Turkey | lignite | Bereket | 1983 |  |  | no | no | conventional | open | operational | 228.2609
TR-22-3 | TR-22 | Yatagan 3 | Yatagan | Turkey | Turkey | lignite | Bereket | 1984 |  |  | no | no | conventional | open | operational | 228.2609
TR-23-1 | TR-23 | Yenikoy 1 | Yenikoy | Turkey | Turkey | lignite | Içtaş & Limak | 1986 |  |  | no | no | conventional | open | operational | 228.2609
TR-23-2 | TR-23 | Yenikoy 2 | Yenikoy | Turkey | Turkey | lignite | Içtaş & Limak | 1987 |  |  | no | no | conventional | open | operational | 228.2609
TR-24-1 | TR-24 | Yunus Emre 1 | Yunus Emre | Turkey | Turkey | lignite | Naksan | 2018 |  |  | no | no | conventional | Construction | test phase | 157.6087
TR-24-2 | TR-24 | Yunus Emre 2 | Yunus Emre | Turkey | Turkey | lignite | Naksan | 2018 |  |  | no | no | conventional | Construction | test phase | 157.6087
TR-25-1 | TR-25 | Can II 1 | Can II | Turkey | Turkey | Lignite | Odaş Enerji | 2018 |  |  | no | no | conventional | Construction | construction | 330
TR-26-1 | TR-26 | Cenal 1 | Cenal | Turkey | Turkey | Hard coal | Cengiz Holding A.Ş. and Alarko Holding A.Ş. (50-50 partnership) | 2017 |  |  | no | no | conventional | open | operational | 660
TR-26-2 | TR-26 | Cenal 2 | Cenal | Turkey | Turkey | Hard coal | Cengiz Holding A.Ş. and Alarko Holding A.Ş. (50-50 partnership) | 2017 |  |  | no | no | conventional | open | operational | 660
TR-27-1 | TR-27 | Zonguldak Eren II 1 | Zonguldak Eren II | Turkey | Turkey | hard coal | Eren | 2010 |  |  | no | no | conventional | open | operational | 668.4783
TR-27-2 | TR-27 | Zonguldak Eren II 2 | Zonguldak Eren II | Turkey | Turkey | hard coal | Eren | 2010 |  |  | no | no | conventional | open | operational | 668.4783
TR-28-1 | TR-28 | Zonguldak Eren III 1 | Zonguldak Eren III | Turkey | Turkey | hard coal | Eren | 2016 |  |  | no | no | conventional | open | operational | 760.8696
TR-28-2 | TR-28 | Zonguldak Eren III 2 | Zonguldak Eren III | Turkey | Turkey | Hard coal | Eren | 2016 |  |  | no | no | conventional | open | operational | 700
TR-29-1 | TR-29 | Soma Kolin Kayrakalti power station 1 | Soma Kolin | Turkey | Turkey | lignite | Kolin Group | 2018 |  |  | no | no | conventional | Construction | construction | 255
TR-29-2 | TR-29 | Soma Kolin Kayrakalti power station 2 | Soma Kolin | Turkey | Turkey | lignite | Kolin Group | 2018 |  |  | no | no | conventional | Construction | construction | 255
UK-2-1 | UK-2 | Lynemouth 1 | Lynemouth | United Kingdom | EU | hard coal | EPH | 1972 | 2015 |  | no | no | conventional | retired or fuel switch | no longer coal | 152.1739
UK-2-2 | UK-2 | Lynemouth 2 | Lynemouth | United Kingdom | EU | hard coal | EPH | 1972 | 2015 |  | no | no | conventional | retired or fuel switch | no longer coal | 152.1739
UK-2-3 | UK-2 | Lynemouth 3 | Lynemouth | United Kingdom | EU | hard coal | EPH | 1972 | 2015 |  | no | no | conventional | retired or fuel switch | no longer coal | 152.1739
UK-6-1 | UK-6 | Aberthaw 1 | Aberthaw | United Kingdom | EU | hard coal | RWE | 1971 |  |  | no | 2025 | conventional | open | operational | 574.6377
UK-6-2 | UK-6 | Aberthaw 2 | Aberthaw | United Kingdom | EU | hard coal | RWE | 1971 |  |  | no | 2025 | conventional | open | operational | 574.6377
UK-6-3 | UK-6 | Aberthaw 3 | Aberthaw | United Kingdom | EU | hard coal | RWE | 1971 |  |  | no | 2025 | conventional | open | operational | 574.6377
UK-15-1 | UK-15 | Cottam 1 | Cottam | United Kingdom | EU | hard coal | EDF | 1969 |  |  | no | 2025 | conventional | open | operational | 545.6522
UK-15-2 | UK-15 | Cottam 2 | Cottam | United Kingdom | EU | hard coal | EDF | 1969 |  |  | no | 2025 | conventional | open | operational | 545.6522
UK-15-3 | UK-15 | Cottam 3 | Cottam | United Kingdom | EU | hard coal | EDF | 1969 |  |  | no | 2025 | conventional | open | operational | 545.6522
UK-15-4 | UK-15 | Cottam 4 | Cottam | United Kingdom | EU | hard coal | EDF | 1969 |  |  | no | 2025 | conventional | open | operational | 545.6522
UK-16-1 | UK-16 | Fiddler’s Ferry 1 | Fiddler’s Ferry | United Kingdom | EU | hard coal | SSE | 1971 |  |  | no | 2025 | conventional | open | operational | 532.8804
UK-16-2 | UK-16 | Fiddler’s Ferry 2 | Fiddler’s Ferry | United Kingdom | EU | hard coal | SSE | 1971 |  |  | no | 2025 | conventional | open | operational | 532.8804
UK-16-3 | UK-16 | Fiddler’s Ferry 3 | Fiddler’s Ferry | United Kingdom | EU | hard coal | SSE | 1971 |  |  | no | 2025 | conventional | open | operational | 532.8804
UK-16-4 | UK-16 | Fiddler’s Ferry 4 | Fiddler’s Ferry | United Kingdom | EU | hard coal | SSE | 1971 |  |  | no | 2025 | conventional | open | operational | 532.8804
UK-22-1 | UK-22 | Didcot A1 | Didcot A | United Kingdom | EU | hard coal | RWE | 1970 | 2013 |  | no | no | conventional | retired or fuel switch | retired | 543.4783
UK-22-2 | UK-22 | Didcot A2 | Didcot A | United Kingdom | EU | hard coal | RWE | 1970 | 2013 |  | no | no | conventional | retired or fuel switch | retired | 543.4783
UK-22-3 | UK-22 | Didcot A3 | Didcot A | United Kingdom | EU | hard coal | RWE | 1970 | 2013 |  | no | no | conventional | retired or fuel switch | retired | 543.4783
UK-22-4 | UK-22 | Didcot A4 | Didcot A | United Kingdom | EU | hard coal | RWE | 1970 | 2013 |  | no | no | conventional | retired or fuel switch | retired | 543.4783
UK-28-1 | UK-28 | Eggborough 1 | Eggborough | United Kingdom | EU | hard coal | EPH | 1967 | 2018 | 2018-02-02 | yes | no | conventional | open | standby | 532.6087
UK-28-2 | UK-28 | Eggborough 2 | Eggborough | United Kingdom | EU | hard coal | EPH | 1967 | 2018 | 2018-02-02 | yes | no | conventional | open | standby | 532.6087
UK-28-3 | UK-28 | Eggborough 3 | Eggborough | United Kingdom | EU | hard coal | EPH | 1967 | 2018 | 2018-02-02 | yes | no | conventional | open | deactivated | 532.6087
UK-28-4 | UK-28 | Eggborough 4 | Eggborough | United Kingdom | EU | hard coal | EPH | 1967 | 2018 | 2018-02-02 | yes | no | conventional | open | deactivated | 532.6087
UK-36-1 | UK-36 | Ferrybridge 1 | Ferrybridge | United Kingdom | EU | hard coal | SSE | 1966 | 2014 |  | no | no | conventional | retired or fuel switch | retired | 532.6087
UK-36-2 | UK-36 | Ferrybridge 2 | Ferrybridge | United Kingdom | EU | hard coal | SSE | 1966 | 2014 |  | no | no | conventional | retired or fuel switch | retired | 532.6087
UK-36-3 | UK-36 | Ferrybridge 3 | Ferrybridge | United Kingdom | EU | hard coal | SSE | 1966 | 2016 | 2015-05-20 | no | no | conventional | retired or fuel switch | retired | 532.6087
UK-36-4 | UK-36 | Ferrybridge 4 | Ferrybridge | United Kingdom | EU | hard coal | SSE | 1966 | 2016 | 2015-05-20 | no | no | conventional | retired or fuel switch | retired | 532.6087
UK-50-1 | UK-50 | Uskmouth 13 | Uskmouth | United Kingdom | EU | hard coal | SIMEC | 1962 |  |  | no | 2025 | conventional | open | operational | 121
UK-50-2 | UK-50 | Uskmouth 14 | Uskmouth | United Kingdom | EU | hard coal | SIMEC | 1962 |  |  | no | 2025 | conventional | open | operational | 121
UK-50-3 | UK-50 | Uskmouth 15 | Uskmouth | United Kingdom | EU | hard coal | SIMEC | 1962 | 2014 |  | no | no | conventional | retired or fuel switch | retired | 121
UK-57-1 | UK-57 | Ratcliffe 1 | Ratcliffe | United Kingdom | EU | hard coal | Uniper | 1968 |  |  | no | 2025 | conventional | open | operational | 543.4783
UK-57-2 | UK-57 | Ratcliffe 2 | Ratcliffe | United Kingdom | EU | hard coal | Uniper | 1968 |  |  | no | 2025 | conventional | open | operational | 543.4783
UK-57-3 | UK-57 | Ratcliffe 3 | Ratcliffe | United Kingdom | EU | hard coal | Uniper | 1968 |  |  | no | 2025 | conventional | open | operational | 543.4783
UK-57-4 | UK-57 | Ratcliffe 4 | Ratcliffe | United Kingdom | EU | hard coal | Uniper | 1968 |  |  | no | 2025 | conventional | open | operational | 543.4783
UK-59-1 | UK-59 | West Burton 1 | West Burton | United Kingdom | EU | hard coal | EDF | 1967 |  |  | no | 2025 | conventional | open | operational | 546.7391
UK-59-2 | UK-59 | West Burton 2 | West Burton | United Kingdom | EU | hard coal | EDF | 1967 |  |  | no | 2025 | conventional | open | operational | 546.7391
UK-59-3 | UK-59 | West Burton 3 | West Burton | United Kingdom | EU | hard coal | EDF | 1967 |  |  | no | 2025 | conventional | open | operational | 546.7391
UK-59-4 | UK-59 | West Burton 4 | West Burton | United Kingdom | EU | hard coal | EDF | 1967 |  |  | no | 2025 | conventional | open | operational | 546.7391
UK-60-1 | UK-60 | Kingsnorth 1 | Kingsnorth | United Kingdom | EU | hard coal | Uniper | 1970 | 2012 |  | no | no | conventional | retired or fuel switch | retired | 543.4783
UK-60-2 | UK-60 | Kingsnorth 2 | Kingsnorth | United Kingdom | EU | hard coal | Uniper | 1970 | 2012 |  | no | no | conventional | retired or fuel switch | retired | 543.4783
UK-60-3 | UK-60 | Kingsnorth 3 | Kingsnorth | United Kingdom | EU | hard coal | Uniper | 1970 | 2012 |  | no | no | conventional | retired or fuel switch | retired | 543.4783
UK-60-4 | UK-60 | Kingsnorth 4 | Kingsnorth | United Kingdom | EU | hard coal | Uniper | 1970 | 2012 |  | no | no | conventional | retired or fuel switch | retired | 543.4783
UK-64-1 | UK-64 | Rugeley 1 | Rugeley | United Kingdom | EU | hard coal | Engie | 1972 | 2016 | 2016-05-21 | no | no | conventional | retired or fuel switch | retired | 546.7391
UK-64-2 | UK-64 | Rugeley 2 | Rugeley | United Kingdom | EU | hard coal | Engie | 1972 | 2016 | 2016-05-21 | no | no | conventional | retired or fuel switch | retired | 546.7391
UK-66-1 | UK-66 | Drax 1 | Drax | United Kingdom | EU | hard coal | Drax Power plc | 1974 | 2013 |  | no | no | conventional | retired or fuel switch | no longer coal | 701.087
UK-66-2 | UK-66 | Drax 2 | Drax | United Kingdom | EU | hard coal | Drax Power plc | 1974 | 2014 |  | no | no | conventional | retired or fuel switch | no longer coal | 701.087
UK-66-3 | UK-66 | Drax 3 | Drax | United Kingdom | EU | hard coal | Drax Power plc | 1976 | 2016 |  | no | no | conventional | retired or fuel switch | no longer coal | 701.087
UK-66-4 | UK-66 | Drax 4 | Drax | United Kingdom | EU | hard coal | Drax Power plc | 1984 | 2018 | 2018-01-17 | yes | no | conventional | open | operational | 701.087
UK-66-5 | UK-66 | Drax 5 | Drax | United Kingdom | EU | hard coal | Drax Power plc | 1985 |  |  | no | 2025 | conventional | open | operational | 701.087
UK-66-6 | UK-66 | Drax 6 | Drax | United Kingdom | EU | hard coal | Drax Power plc | 1986 |  |  | no | 2025 | conventional | open | operational | 701.087
UK-75-1 | UK-75 | Ironbridge 1 | Ironbridge | United Kingdom | EU | hard coal | Uniper | 1970 | 2011 |  | no | no | conventional | retired or fuel switch | retired | 543.4783
UK-75-2 | UK-75 | Ironbridge 2 | Ironbridge | United Kingdom | EU | hard coal | Uniper | 1970 | 2011 |  | no | no | conventional | retired or fuel switch | retired | 543.4783
UK-76-1 | UK-76 | Tilbury 9 | Tilbury | United Kingdom | EU | hard coal | RWE | 1970 | 2011 |  | no | no | conventional | retired or fuel switch | no longer coal | 326.087
UK-76-2 | UK-76 | Tilbury 10 | Tilbury | United Kingdom | EU | hard coal | RWE | 1970 | 2011 |  | no | no | conventional | retired or fuel switch | no longer coal | 326.087
UK-76-3 | UK-76 | Tilbury 11 | Tilbury | United Kingdom | EU | hard coal | RWE | 1970 | 2011 |  | no | no | conventional | retired or fuel switch | no longer coal | 326.087
UK-85-1 | UK-85 | Kilroot 1 | Kilroot | United Kingdom | EU | hard coal | AES | 1981 |  |  | no | no | conventional | open | operational | 282.6087
UK-85-2 | UK-85 | Kilroot 2 | Kilroot | United Kingdom | EU | hard coal | AES | 1981 |  |  | no | no | conventional | open | operational | 282.6087
UK-87-1 | UK-87 | Longannet 1 | Longannet | United Kingdom | EU | hard coal | Iberdrola | 1970 | 2016 |  | no | no | conventional | retired or fuel switch | retired | 614.1304
UK-87-2 | UK-87 | Longannet 2 | Longannet | United Kingdom | EU | hard coal | Iberdrola | 1970 | 2016 |  | no | no | conventional | retired or fuel switch | retired | 614.1304
UK-87-3 | UK-87 | Longannet 3 | Longannet | United Kingdom | EU | hard coal | Iberdrola | 1970 | 2016 |  | no | no | conventional | retired or fuel switch | retired | 614.1304
UK-87-4 | UK-87 | Longannet 4 | Longannet | United Kingdom | EU | hard coal | Iberdrola | 1970 | 2016 |  | no | no | conventional | retired or fuel switch | retired | 614.1304
UK-91-1 | UK-91 | Cockenzie 1 | Cockenzie | United Kingdom | EU | hard coal | Iberdrola | 1970 | 2013 |  | no | no | conventional | retired or fuel switch | retired | 326.087
UK-91-2 | UK-91 | Cockenzie 2 | Cockenzie | United Kingdom | EU | hard coal | Iberdrola | 1970 | 2013 |  | no | no | conventional | retired or fuel switch | retired | 326.087
UK-91-3 | UK-91 | Cockenzie 3 | Cockenzie | United Kingdom | EU | hard coal | Iberdrola | 1970 | 2013 |  | no | no | conventional | retired or fuel switch | retired | 326.087
UK-91-4 | UK-91 | Cockenzie 4 | Cockenzie | United Kingdom | EU | hard coal | Iberdrola | 1970 | 2013 |  | no | no | conventional | retired or fuel switch | retired | 326.087

## New Coal Projects
Project Data
Tracking ID (Global Coal Plant Tracker) | Unit name | Plant name | Region | Country | Owner | Project status | Latitude | Longitude | Capacity | Fuel type | Commissioning year (projected) | Projected lifetime CO2 emissions
|  | Number of projects: 66 | [6 empty] | MW_el_gross |  |  | Mt
Source: Global Coal Plant Tracker (status: 12 Jul 2018)
G113821 | Melnik V power station | Melnik power station | EU | Czech Republic | CEZ Group | Pre-permit | 50.4131 | 14.4158 | 110 | Lignite | 2022 | 22.2671
G107431 | Niederaussem Unit L (BoAplus) | Niederaussem | EU | Germany | RWE | Pre-permit | 50.9957 | 6.669 | 1100 | Lignite |  | 178.3786
G109588 | Stade Dow Chemical | Stade Dow Chemical | EU | Germany | Dow Chemical Co. | Pre-permit | 53.6368 | 9.5072 | 920 | Hard coal |  | 142.0501
G106839 | Meliti-II | Meliti Power Station | EU | Greece | Public Power Corp., CMEC | Announced | 40.8114 | 21.6014 | 450 | Lignite |  | 75.9107
G106738 | Matra power station Unit 6 (renewed proposal) | Matra power station | EU | Hungary | Opus Global | Pre-permit | 47.7903 | 20.0636 | 500 | Lignite | 2026 | 82.424
G103195 | Gubin Power Project | Gubin Power Project | EU | Poland | PGE | Announced | 51.949 | 14.7285 | 3000 | Lignite | 2030 | 494.5442
G113827 | Leczna Power Station (Enea) | Leczna Power Station (Enea) | EU | Poland | Enea | Pre-permit | 51.3 | 22.8833 | 500 | Hard coal |  | 69.1129
G107696 | Ostroleka Power Station | Ostroleka Power Station | EU | Poland | ENERGA, Enea | Permitted | 53.1036 | 21.6125 | 1000 | Hard coal | 2023 | 158.0011
G108073 | Polnoc Power station Unit 1 | Polnoc Power Station | EU | Poland | Polenergia | Pre-permit | 53.9629 | 18.7118 | 800 | Hard coal |  | 123.5218
G108074 | Polnoc Power station Unit 2 | Polnoc Power Station | EU | Poland | Polenergia | Pre-permit | 53.9629 | 18.7118 | 800 | Hard coal |  | 126.4009
G113571 | Pulawy power station (Grupa Azoty) | Pulawy power station (Grupa Azoty) | EU | Poland | Grupa Azoty | Announced | 51.4164 | 21.9693 | 100 | unknown |  | 19.2608
G108649 | Rovinari Power Station Unit 7 | Rovinari Power Station | EU | Romania | Complexul Energetic Oltenia | Pre-permit | 44.9106 | 23.1348 | 600 | Lignite | 2020 | 101.2142
G100066 | Afşin-Elbistan power complex Units C-D-E-G | Afşin-Elbistan power complex | Turkey | Turkey | EÜAŞ | announced | 38.3508 | 37.0071 | 4500 | Lignite |  | 759.1069
G100076 | Ağan power station | Ağan power station | Turkey | Turkey | Doğanlar Holding | Pre-permit | 40.4498 | 27.3044 | 1540 | Hard coal |  | 233.9056
G102683 | Alpu power station Unit 1 | Alpu power station | Turkey | Turkey | EÜAŞ, Turkish Coal Enterprise | Pre-permit | 39.897 | 30.862 | 550 | Lignite |  | 89.1893
G113501 | Alpu power station Unit 2 | Alpu power station | Turkey | Turkey | EÜAŞ, Turkish Coal Enterprise | Pre-permit | 39.897 | 30.862 | 550 | Lignite |  | 89.1893
G112799 | Antes power station | Antes power station | Turkey | Turkey | Çelikler Holding | Pre-permit | 37.3667 | 28.0333 | 160 | Lignite |  | 32.7537
G106952 | Ayas power station | Ayas power station | Turkey | Turkey | OYAK, Koç Holding | Permitted | 36.8221 | 35.8675 | 625 | Hard coal |  | 96.5014
G101194 | Çankırı Orta Bereket power station | Çankırı Bereket power station | Turkey | Turkey | Çalık Holding | Permitted | 40.6239 | 33.1128 | 135 | Lignite |  | 27.3278
G101195 | Çankırı Orta power station | Çankırı Orta power station | Turkey | Turkey | Çalık Holding | Pre-permit | 40.6239 | 33.1128 | 150 | Lignite |  | 30.7066
G101198 | Çankırı Yıldızlar power station Unit 3 | Çankırı Yıldızlar power station | Turkey | Turkey | Yıldızlar SSS Holding | Pre-permit | 40.6078 | 33.3202 | 133 | Lignite |  | 27.2265
G113855 | Çatalağzı power station Unit 3 | Çatalağzı-B power station | Turkey | Turkey | Bereket Enerji | Pre-permit | 41.5174 | 31.9002 | 660 | Lignite | 1991 | 112.5907
G112797 | Çayırhan-B power station | Çayırhan power station | Turkey | Turkey | Kolin Group, Kalyon Group, Celikler Partnership | Pre-permit | 40.097 | 31.695 | 800 | Lignite |  | 134.9523
G101248 | Çebi Enerji power station Unit 1 | Çebi Enerji power station | Turkey | Turkey | Kaptan Şirketler Group | Pre-permit | 41.0134 | 27.9616 | 350 | Hard coal |  | 60.8304
G113110 | Çerkezköy power station Unit 1 | Çerkezköy power station | Turkey | Turkey | TBD | Pre-permit | 41.2833 | 28 | 330 | Lignite |  | 61.2346
G113499 | Çerkezköy power station Unit 2 | Çerkezköy power station | Turkey | Turkey | TBD | Pre-permit | 41.2833 | 28 | 330 | Lignite |  | 61.2346
G113500 | Çerkezköy power station Unit 3 | Çerkezköy power station | Turkey | Turkey | TBD | Pre-permit | 41.2833 | 28 | 330 | Lignite |  | 61.2346
G101595 | Çırpılar power station | Çırpılar power station | Turkey | Turkey | Taşyapı Group | Pre-permit | 39.8168 | 27.3398 | 200 | Lignite |  | 40.4857
G113112 | DETES 1 power station | DETES 1 power station | Turkey | Turkey | Demir Madencilik | Pre-permit | 41.498 | 31.868 | 160 | Lignite |  | 32.3886
G102375 | Diler Elbistan power station | Diler Elbistan power station | Turkey | Turkey | Diler Holding | Permitted | 38.16 | 37.33 | 400 | unknown |  | 70.6228
G100075 | Dinar Uluköy power station | Dinar Uluköy power station | Turkey | Turkey | TBD | announced | 38.064 | 30.167 | 3500 | Lignite |  | 590.4164
G102442 | DOSAB cogeneration plant | DOSAB cogeneration plant | Turkey | Turkey | DOSAB | Pre-permit | 40.2432 | 28.9644 | 50 | Lignite |  | 10.2355
G102624 | EMBA Hunutlu power station Unit 1 | EMBA Hunutlu power station | Turkey | Turkey | State Power Investment Corporation, AVIC International Holding Corporation, and two Turkish local investors | Permitted | 36.8161 | 35.8548 | 660 | Hard coal |  | 101.8347
G102625 | EMBA Hunutlu power station Unit 2 | EMBA Hunutlu power station | Turkey | Turkey | State Power Investment Corporation, AVIC International Holding Corporation, and two Turkish local investors | Permitted | 36.8161 | 35.8548 | 660 | Hard coal |  | 101.8347
G102676 | Ergene power station | Ergene power station | Turkey | Turkey | Eren Holding | Pre-permit | 41.2408 | 27.6967 | 170 | unknown |  | 32.7433
G113856 | Helvacı power station | Helvacı power station | Turkey | Turkey | IC İÇTAŞ Enerji | announced | 40.08 | 27.168 | 270 | unknown |  | 52.5903
G103750 | HEMA Amasra power station | HEMA Amasra power station | Turkey | Turkey | Hattat Holding | Pre-permit | 41.723 | 32.349 | 1320 | Hard coal |  | 208.3321
G104831 | Ilgın power station | Ilgın power station | Turkey | Turkey | Ciner Holding | Permitted | 38.26 | 31.91 | 500 | Lignite | 2019 | 85.296
G104903 | Irmak power station | Irmak power station | Turkey | Turkey | Bıçakcılar Çandarlı Elektrik Üretim A.Ş. | Pre-permit | 39.79 | 26.3325 | 1320 | Hard coal |  | 208.5615
G105432 | Kahramanmaraş Anadolu power station | Kahramanmaraş Anadolu power station | Turkey | Turkey | Ege Trade | Pre-permit | 38.3508 | 37.0071 | 1200 | Lignite |  | 202.4285
G105538 | Kangal Etyemez power station | Kangal Etyemez power station | Turkey | Turkey | Soyak Holding | Permitted | 39.0774 | 37.2956 | 135 | Lignite |  | 27.6359
G105558 | Karaburun power station Unit 1 | Karaburun power station | Turkey | Turkey | Yıldırım Group | permitted | 40.446 | 27.287 | 660 | unknown |  | 103.5213
G105559 | Karaburun power station Unit 2 | Karaburun power station | Turkey | Turkey | Yıldırım Group | permitted | 40.446 | 27.287 | 660 | Hard coal |  | 101.9055
G102694 | Kınık power station | Kınık power station | Turkey | Turkey | Polyak Eynez Enerji Üretim Madencilik Sanayi ve Ticaret | Pre-permit | 39.084 | 27.45 | 691 | Lignite | 2019 | 113.91
G105774 | Kirazlidere Thermal Power Plant-1 | Kirazlıdere power complex | Turkey | Turkey | Yıldırım Group | permitted | 40.3823 | 26.9946 | 660 | Hard coal |  | 100.2452
G105775 | Kirazlidere Thermal Power Plant-2 | Kirazlıdere power complex | Turkey | Turkey | Yıldırım Group | permitted | 40.3823 | 26.9946 | 660 | Hard coal |  | 100.2452
G105776 | Kireçlik power station | Kireçlik power station | Turkey | Turkey | Hattat Holding | Pre-permit | 41.3689 | 31.5878 | 1200 | Hard coal |  | 185.2827
G105848 | Konya Karapınar power station | Konya Karapınar power station | Turkey | Turkey | Istroenergo Group, Singa Energy Solutions, ACWA Power, Hornonitrianske bane Prievidza, others | announced | 37.714 | 33.551 | 5000 | Lignite |  | 843.4521
G106045 | Kütahya Domaniç power station | Kütahya Domaniç power station | Turkey | Turkey | Çelikler Holding | Pre-permit | 39.8 | 29.61 | 300 | Lignite |  | 56.2954
G107078 | Muğla power station | Muğla power station | Turkey | Turkey | TBD | announced | 37.15 | 27.805 | 300 | unknown |  | 52.9671
G107210 | Namal power station | Namal power station | Turkey | Turkey | Namal Elektrik Üretim | Pre-permit | 40.3439 | 26.6836 | 1000 | unknown |  | 160.5064
G107288 | Naren Karabiga power station Unit 1 | Naren Karabiga power station | Turkey | Turkey | Naren Enerji Elektrik Üretim A.Ş. | Pre-permit | 40.4581 | 27.255 | 980 | Hard coal |  | 154.8411
G107289 | Naren Karabiga power station Unit 2 | Naren Karabiga power station | Turkey | Turkey | Naren Enerji Elektrik Üretim A.Ş. | Pre-permit | 40.4581 | 27.255 | 980 | Hard coal |  | 154.8411
G108801 | Sanko Yumurtalık power station | Sanko Yumurtalık power station | Turkey | Turkey | Sanko Holding | Permitted | 36.876 | 35.894 | 800 | unknown |  | 129.8526
G110035 | Teyo Tufanbeyli power station Unit 1 | Teyo Tufanbeyli power station | Turkey | Turkey | Teyo Yatırım ve Dış Ticaret A.Ş., Weiqu Energy Investments | Pre-permit | 38.2299 | 36.2481 | 350 | Lignite |  | 65.6779
G110036 | Teyo Tufanbeyli power station Unit 2 | Teyo Tufanbeyli power station | Turkey | Turkey | Teyo Yatırım ve Dış Ticaret A.Ş., Weiqu Energy Investments | Pre-permit | 38.2299 | 36.2481 | 350 | Lignite |  | 65.6779
G110461 | Uluköy power station | Uluköy power station | Turkey | Turkey | Kolin Group, Limak Holding, Kalyon Group | Pre-permit | 38.2 | 30.2706 | 640 | Lignite |  | 109.1789
G113896 | Yenidere power station Unit 1 | Yenidere power station | Turkey | Turkey | Yenidere Termik Enerji | Pre-permit | 37.5086 | 28.6737 | 100 | Lignite |  | 11.9414
G113897 | Yenidere power station Unit 2 | Yenidere power station | Turkey | Turkey | Yenidere Termik Enerji | Pre-permit | 37.5086 | 28.6737 | 100 | Lignite |  | 11.9414
G113898 | Yenidere power station Unit 3 | Yenidere power station | Turkey | Turkey | Yenidere Termik Enerji | Pre-permit | 37.5086 | 28.6737 | 25 | Lignite |  | 2.9854
G113899 | Yenidere power station Unit 4 | Yenidere power station | Turkey | Turkey | Yenidere Termik Enerji | Pre-permit | 37.5086 | 28.6737 | 25 | Lignite |  | 2.9854
G111423 | Yıldırım Elazığ power station | Yıldırım Elazığ power station | Turkey | Turkey | Yıldırım Group | Pre-permit | 38.662 | 39.772 | 200 | unknown |  | 38.9558
G111483 | Yumurtalık IC İçtaş power station Unit 1 | Yumurtalık IC İçtaş power station | Turkey | Turkey | IC İbrahim Çeçen Investment Holding | Pre-permit | 36.77 | 35.79 | 600 | unknown |  | 96.3039
G100525 | Banovici Power Station | Banovici Power Station | Western Balkans | Bosnia & Herzegovina | RMU Banovici | Permitted | 44.4 | 18.5333 | 350 | Lignite | 2020 | 64.9458
G101092 | Bugojno Thermal Power Project Unit 1 | Bugojno Thermal Power Project | Western Balkans | Bosnia & Herzegovina | Elektroprivreda BIH (EPBIH) | Announced | 44.05 | 17.45 | 300 | Lignite | 2030 | 55.6678
G102881 | Gacko Thermal Power Plant Unit 2 | Gacko Thermal Power Plant | Western Balkans | Bosnia & Herzegovina | Elektroprivreda Republike Srpske | Announced | 43.1723 | 18.5127 | 350 | Lignite |  | 64.9458
G105456 | Kakanj Thermal Power Plant Unit 8 | Kakanj Thermal Power Plant | Western Balkans | Bosnia & Herzegovina | Elektroprivreda BIH (EPBIH) | Permitted | 44.0897 | 18.1144 | 300 | Lignite | 2022 | 55.6678
G105457 | Kakanj Thermal Power Plant Unit 9 | Kakanj Thermal Power Plant | Western Balkans | Bosnia & Herzegovina | Elektroprivreda BIH (EPBIH) | Announced | 44.0897 | 18.1144 | 300 | Lignite | 2032 | 55.6678
G105521 | Kamengrad Thermal Power Plant Unit 1 | Kamengrad Thermal Power Plant | Western Balkans | Bosnia & Herzegovina | RMU Kamengrad | Announced | 44.7667 | 16.6667 | 215 | Lignite |  | 43.5221
G105522 | Kamengrad Thermal Power Plant Unit 2 | Kamengrad Thermal Power Plant | Western Balkans | Bosnia & Herzegovina | RMU Kamengrad | Announced | 44.7667 | 16.6667 | 215 | Lignite |  | 43.5221
G105843 | Kongora Thermal Power Plant Unit 1 | Kongora Thermal Power Plant | Western Balkans | Bosnia & Herzegovina | EP HZHB | Announced | 43.6461 | 17.3314 | 275 | Lignite |  | 56.2954
G105844 | Kongora Thermal Power Plant Unit 2 | Kongora Thermal Power Plant | Western Balkans | Bosnia & Herzegovina | EP HZHB | Announced | 43.6461 | 17.3314 | 275 | Lignite |  | 56.2954
G110406 | Tuzla Thermal Power Plant Unit 7 | Tuzla Thermal Power Plant | Western Balkans | Bosnia & Herzegovina | Elektroprivreda BIH (EPBIH) | Permitted | 44.52 | 18.6061 | 450 | Lignite |  | 75.9107
G110407 | Tuzla Thermal Power Plant Unit 8 | Tuzla Thermal Power Plant | Western Balkans | Bosnia & Herzegovina | Elektroprivreda BIH (EPBIH) | Announced | 44.52 | 18.6061 | 450 | Lignite | 2027 | 75.9107
G110434 | Ugljevik-3 power station Unit 1 | Ugljevik 3 power station | Western Balkans | Bosnia & Herzegovina | Comsar Energy (90%), Elektroprivreda Republike Srpske (10%) | Permitted | 44.6834 | 18.9685 | 300 | Lignite |  | 55.6678
G110435 | Ugljevik-3 power station Unit 2 | Ugljevik 3 power station | Western Balkans | Bosnia & Herzegovina | Comsar Energy (90%), Elektroprivreda Republike Srpske (10%) | Permitted | 44.6834 | 18.9685 | 300 | Lignite |  | 55.6678
G106667 | Mariovo Power Station | Mariovo Power Station | Western Balkans | FYROM | ELEM | Announced | 41.1228 | 21.8051 | 300 | Lignite | 2033 | 56.2954
G107694 | Oslomej reconstruction | Oslomej power station | Western Balkans | FYROM | ELEM | Pre-permit | 41.5821 | 21.0003 | 129 | Hard coal |  | 24.7343
G107376 | New Kosovo power station | New Kosovo power station | Western Balkans | Kosovo | KEK | Pre-permit | 42.6667 | 21.1667 | 500 | Lignite | 2023 | 82.424
G108037 | Pljevlja Power Station Unit II | Pljevlja Power Station | Western Balkans | Montenegro | Elektroprivreda Crne Gore | Pre-permit | 43.3346 | 19.3271 | 254 | Lignite |  | 50.2457
G105886 | Kostolac B3 | Kostolac Power Station | Western Balkans | Serbia | EPS | Pre-permit | 44.7295 | 21.2121 | 350 | Lignite |  | 64.9458
G105913 | Kovin power station Unit 1 | Kovin power station | Western Balkans | Serbia | Serbian Oil Company (NIS) | Announced | 44.75 | 20.9667 | 350 | Lignite |  | 64.9458
G105914 | Kovin power station Unit 2 | Kovin power station | Western Balkans | Serbia | Serbian Oil Company (NIS) | Announced | 44.75 | 20.9667 | 350 | Lignite |  | 64.9458
G109625 | Štavalj Power Station | Štavalj Power Station | Western Balkans | Serbia | EPS | Announced | 43.273 | 19.9994 | 300 | Lignite |  | 56.2954